## 1. AIRC SEC
Airborne Infection Risk Calculator v3 Beta |  |  | AIRC |  |  | Mikszewski, Buonanno, Stabile, Pacitto, Morawska contact: alexander.mikszewski@hdr.qut.edu.au
Stationary Exposure Conditions
1. MODEL INPUT PARAMETERS | [7 empty] | 2. MODEL RESULTS
Room Area | A | 212 | m2 |  |  | Select Infectious Occupant | Median | Infection Risk (%) |  |  | Max. Occupancy for Revent < 1
Ceiling Height | h | 4 | m |  |  | Activities From List Below | ERq | 0.25 hr | 0.5 hr | 1 hr | 0.25 hr | 0.5 hr | 1 hr
Room Volume | V | 848 | m3 |  | 1. | CoV-2 (V): Standing, Speaking | 5.4 | 0.1337% | 0.3661% | 0.8399% | 747 | 273 | 119
Air Exchange Rate | AER | 5.36 | hr-1 |  | 2. | TB: Standing, Speaking | 3.1 | 0.1198% | 0.3271% | 0.7459% | 834 | 305 | 134
Particle Deposition Rate | k | 0.24 | hr-1 |  | 3. | MeV: Standing, Speaking | 15 | 1.627% | 3.204% | 5.335% | 61 | 31 | 18
Viral Inactivation Rate | λ | 0.63 | hr-1 |  | 4. | HRV: Standing, Speaking | 1 | 0.005811% | 0.01633% | 0.03952% | 17209 | 6124 | 2530
Total Viral Removal Rate | IVRR | 6.23 | hr-1 |  | 5. | Flu: Standing, Speaking | 0.17 | 0.001023% | 0.002876% | 0.006966% | 97748 | 34775 | 14355
Number of Infectious Occupants | I | 1 | persons |  | 6. | CoV-2: Standing, Speaking | 2.7 | 0.06737% | 0.1868% | 0.4397% | 1484 | 535 | 227
Exposure Time #1 | t1 | 0.25 | hr |  |  | AER Sensitivity Analysis for Emission Rate #6 Enter AER Values in hr-1 | 1 | 0.09132% | 0.3102% | 0.9054% | 1095 | 322 | 110
Exposure Time #2 | t2 | 0.5 | hr |  |  |  | 4 | 0.07365% | 0.2149% | 0.528% | 1357 | 465 | 189
Exposure Time #3 | t3 | 1 | hr |  |  |  | 7 | 0.0609% | 0.1607% | 0.365% | 1641 | 622 | 273
Susceptible Inhalation Rate | IR | 0.54 | m3/hr |  |  |  | 9.67 | 0.05239% | 0.1301% | 0.2852% | 1908 | 768 | 350
Susceptible Activity Level | Standing |  |  | Select |  |  | 12 | 0.04651% | 0.1112% | 0.2392% | 2150 | 899 | 418
Notes:
1) Please see User's Manual for a detailed explanation of input parameters and guidance for their selection.
2) This constant emission model calculates infection risk and maximum occupancy levels for six different, selectable emission rates and six different
user-defined air exchange rates. The maximum occupancy for Revent < 1 is calculated as 1/R. Up to ten infectious occupants can be included.
3) Emission rate parameters from: https://www.medrxiv.org/content/10.1101/2021.01.26.21250580v1. All distributions presented on the 'ERq' tab.
4) Infection risk estimates are presented as a percentage, the number of decimal places is adjustable by the user.
5) The user may specify a custom average and standard deviation of a log10(ERq) distribution on the '4. SEC Calculations' tab.
6) The user may enter a fixed ERq value on the '4. SEC Calculations' tab for a deterministic calculation.
7) Pathogen acronyms: CoV-2 (SARS-CoV-2), CoV-2 (V) (SARS-CoV-2 Variant), Flu (Seasonal Influenza), HRV (Human Rhinovirus), MeV (Measles Virus)
TB (Active, Untreated Tuberculosis); TB OT (Tuberculosis on Treatment).
8) A SARS-CoV-2 variant can be modeled with an ERq multiplier adjustable on the '2. SEC Calculations Tab.' The default value is 2.0.

## 2. SEC Graphs
Infection Risk & Occupancy Graphs for Stationary Exposure Conditions Model | [5 empty] | AER = 5.36 (1/hr) | [6 empty] | Med Erq | 2.7
| AER = 5.36 Air Changes per Hour | #6. CoV-2: Standing, Speaking
[7 empty] | 0.25 hr | 0.5 hr | 1 hr |  |  | 0.25 hr | 0.5 hr | 1 hr |  |  | 0.25 hr | 0.5 hr | 1 hr
|  |  | Erq Rank | Erq | Order | Erq Plot | P(I) | P(I) | P(I) | rank | AER | P(I) | P(I) | P(I) | order | AER Plot | P(I) | P(I) | P(I)
|  |  | 5 | 5.4 | 1 | 0.17 | 0.001023 | 0.0028756 | 0.0069661 | 3 | 5.36 | 0.00067374 | 0.0018683 | 0.0043974 | 1 | 1 | 0.091323 | 0.31018 | 0.90545
|  |  | 4 | 3.1 | 2 | 1 | 0.0058106 | 0.016327 | 0.039521 | 1 | 1 | 0.00091323 | 0.0031018 | 0.0090545 | 2 | 4 | 0.073648 | 0.2149 | 0.52798
|  |  | 6 | 15 | 3 | 2.7 | 0.067374 | 0.18683 | 0.43974 | 2 | 4 | 0.00073648 | 0.002149 | 0.0052798 | 3 | 4 | 0.073648 | 0.2149 | 0.52798
|  |  | 2 | 1 | 4 | 3.1 | 0.11984 | 0.32706 | 0.74593 | 4 | 7 | 0.00060905 | 0.0016067 | 0.0036498 | 4 | 7 | 0.060905 | 0.16067 | 0.36498
|  |  | 1 | 0.17 | 5 | 5.4 | 0.13373 | 0.36607 | 0.83985 | 5 | 9.67 | 0.00052388 | 0.0013007 | 0.0028516 | 5 | 9.67 | 0.052388 | 0.13007 | 0.28516
|  |  | 3 | 2.7 | 6 | 15 | 1.627 | 3.2041 | 5.3354 | 6 | 12 | 0.00046508 | 0.0011118 | 0.0023922 | 6 | 12 | 0.046508 | 0.11118 | 0.23922
[7 empty] | 0.25 hr | 0.5 hr | 1 hr |  |  | 0.25 hr | 0.5 hr | 1 hr |  |  | 0.25 hr | 0.5 hr | 1 hr
|  |  | Erq Rank | Erq | Order | Erq Plot | Occ | Occ | Occ | rank | AER | Occ | Occ | Occ | order | AER Plot | Occ | Occ | Occ
|  |  | 5 | 5.4 | 1 | 0.17 | 97748 | 34775 | 14355 | 3 | 5.36 | 1484 | 535 | 227 | 1 | 1 | 1095 | 322 | 110
|  |  | 4 | 3.1 | 2 | 1 | 17209 | 6124 | 2530 | 1 | 1 | 1095 | 322 | 110 | 2 | 4 | 1357 | 465 | 189
|  |  | 6 | 15 | 3 | 2.7 | 1484 | 535 | 227 | 2 | 4 | 1357 | 465 | 189 | 3 | 4 | 1357 | 465 | 189
|  |  | 2 | 1 | 4 | 3.1 | 834 | 305 | 134 | 4 | 7 | 1641 | 622 | 273 | 4 | 7 | 1641 | 622 | 273
|  |  | 1 | 0.17 | 5 | 5.4 | 747 | 273 | 119 | 5 | 9.67 | 1908 | 768 | 350 | 5 | 9.67 | 1908 | 768 | 350
|  |  | 3 | 2.7 | 6 | 15 | 61 | 31 | 18 | 6 | 12 | 2150 | 899 | 418 | 6 | 12 | 2150 | 899 | 418

## 3. SEC Revent
Stationary Exposure Conditions Model: Revent & Secondary Transmission Histograms
| Emission #1 = CoV-2 (V): Standing, Speaking; Exposure Time #1 = 0.25 hr |  |  |  |  | Emission #6 = CoV-2: Standing, Speaking; Exposure Time #3 = 1 hr
|  | Scenario Air Exchange Rate | AER | 5.36 | hr-1 |  | Scenario Air Exchange Rate AER | 12 | hr-1
|  | Number of Susceptible Occupants in Room | S | 30 | persons |  | Number of Susceptible Occupants in Room S | 30 | persons
|  | Average Number of Secondary Cases | Revent | 0.04012 | infections |  | Average Number of Secondary Cases Revent | 0.071765 | infections
Notes:
1) Enter the number of susceptible occupants in the room (can be different for each graph) to calculate Revent.
2) The graph on the left is a plot of the simulation for the #1 selected infectious occupant activity at exposure time time t1 for the primary AER value.
3) The graph on the right is a plot of the simulation for the #6 selected infectious occupant activity at exposure time time t3 for the bottom sensitivity. analysis AER value

## 4. SEC Calculations
1. MODEL INPUT PARAMETERS |  |  |  |  | Selected | log10(ERq) Quanta/hr |  | Median | 75% | 90%
Room Area | A | 212 | m2 |  | Activity Level & Activity | Average | St. Dev. | ERq | ERq | ERq |  | Inhalation Rate
Ceiling Height | h | 4 | m |  | CoV-2 (V): Standing, Speaking | 0.73239 | 1.2 | 5.4 | 34.8162 | 186.3184 |  | Activity | IR (m3/hr) |  |  | Infectious Occupants
Room Volume | V | 848 | m3 |  | TB: Standing, Speaking | 0.49136 | 1.3 | 3.1 | 23.3452 | 143.6742 |  | Resting | 0.49 |  |  | 1
Air Exchange Rate | AER | 5.36 | hr-1 |  | MeV: Standing, Speaking | 1.1761 | 1.6 | 15 | 180.001 | 1684.8986 |  | Standing | 0.54 |  |  | 2
Particle Deposition Rate | k | 0.24 | hr-1 |  | HRV: Standing, Speaking | 0 | 0.83 | 1 | 3.6293 | 11.5794 |  | Light Exercise | 1.38 |  |  | 3
Viral Inactivation Rate | λ | 0.63 | hr-1 |  | Flu: Standing, Speaking | -0.76955 | 0.84 | 0.17 | 0.62664 | 2.0275 |  | Heavy Exercise | 3.3 |  |  | 4
Total Viral Removal Rate | IVRR | 6.23 | hr-1 |  | CoV-2: Standing, Speaking | 0.43136 | 1.2 | 2.7 | 17.4081 | 93.1592 |  | Custom IR #1 | 0.0095 |  |  | 5
Susceptible Inhalation Rate | IR | 0.54 | m3/hr | [12 empty] | 6
Number of Infectious Occupants | I | 1 | persons | [12 empty] | 7
Exposure Time #1 | t1 | 0.25 | hr | [12 empty] | 8
Exposure Time #2 | t2 | 0.5 | hr | [12 empty] | 9
Exposure Time #3 | t3 | 1 | hr | [12 empty] | 10
Fixed Quanta Emission Rate | ERq | 970 | quanta/hr |  | Fixed Quanta Emission Rate | 2.9868
SARS-CoV-2 Variant Emission Multiplier |  | 2 |  |  | Custom Distribution | 1.3 | 0.415 | 19.9526 | 38.0113 | 67.896
2. MODEL RESULTS
CoV-2 (V): Standing, Speaking | Risk % | Occupancy |  | 1 | CoV-2 (V): Standing, Speaking | 0.25 | hr | 0.73239 | 1.2 |  |  | R(ERq) |  |  |  | CoV-2 (V): Standing, Speaking | 0.5 | hr | 0.73239 | 1.2 |  |  | R(ERq) |  |  | CoV-2 (V): Standing, Speaking | 1 | hr | 0.73239 | 1.2 |  |  | R(ERq)
0.25 hr | 0.1337% | 747 |  |  | Percentile Increment | log10ERq | pdf log10ERq | ERq | Avg quanta/m3 | PI(ERq) | PERq | PI(ERq)*PERq | Risk = | 0.1337% | 30 | Percentile Increment | log10ERq | pdf log10ERq | ERq | Avg quanta/m3 | PI(ERq) | PERq | PI(ERq)*PERq | Risk = | 0.3661% | Percentile Increment | log10ERq | pdf log10ERq | ERq | Avg quanta/m3 | PI(ERq) | PERq | PI(ERq)*PERq | Risk = | 0.8399%
0.5 hr | 0.3661% | 273 |  |  | 0.005 | -2.3586 | 0.01205 | 0.0043792 | 4.0883e-07 | 5.519e-06% |  |  | Percentile = | 0.855 |  | 0.005 | -2.3586 | 0.01205 | 0.0043792 | 5.7463e-07 | 1.551e-05% |  | 0 | Percentile = | 0.855 | 0.005 | -2.3586 | 0.01205 | 0.0043792 | 6.9613e-07 | 3.759e-05% |  | 0 | Percentile = | 0.85
1 hr | 0.8399% | 119 |  |  | 0.01 | -2.0592 | 0.02221 | 0.0087252 | 8.1455e-07 | 1.1e-05% | 0.6649% | 7.3117e-10 | R(ERq)max = | 0.02904% | 0.01 | 0.01 | -2.0592 | 0.02221 | 0.0087252 | 1.1449e-06 | 3.091e-05% | 0.6649% | 2.0554e-09 | R(ERq)max = | 0.07581% | 0.01 | -2.0592 | 0.02221 | 0.0087252 | 1.387e-06 | 7.49e-05% | 0.6649% | 4.98e-09 | R(ERq)max = | 0.1571%
[5 empty] | 0.015 | -1.8717 | 0.031559 | 0.013436 | 1.2544e-06 | 1.693e-05% | 0.5918% | 1.0021e-09 | PI 90% = | 0.2345% | 0.015 | 0.015 | -1.8717 | 0.031559 | 0.013436 | 1.7631e-06 | 4.76e-05% | 0.5918% | 2.8169e-09 | PI 90% = | 0.6579% | 0.015 | -1.8717 | 0.031559 | 0.013436 | 2.1359e-06 | 0.0001153% | 0.5918% | 6.8252e-09 | PI 90% = | 1.587%
TB: Standing, Speaking | Risk % | Occupancy |  |  | 0.02 | -1.7321 | 0.040348 | 0.018531 | 1.73e-06 | 2.335e-05% | 0.5633% | 1.3156e-09 | Percentile = | 0.9 | 0.02 | 0.02 | -1.7321 | 0.040348 | 0.018531 | 2.4315e-06 | 6.565e-05% | 0.5633% | 3.6982e-09 | Percentile = | 0.9 | 0.02 | -1.7321 | 0.040348 | 0.018531 | 2.9457e-06 | 0.0001591% | 0.5633% | 8.9603e-09 | Percentile = | 0.9
0.25 hr | 0.1198% | 834 |  |  | 0.025 | -1.6196 | 0.048704 | 0.024012 | 2.2417e-06 | 3.026e-05% | 0.5481% | 1.6588e-09 |  |  | 0.025 | 0.025 | -1.6196 | 0.048704 | 0.024012 | 3.1508e-06 | 8.507e-05% | 0.5481% | 4.663e-09 |  |  | 0.025 | -1.6196 | 0.048704 | 0.024012 | 3.8171e-06 | 0.0002061% | 0.5481% | 1.1298e-08
0.5 hr | 0.3271% | 305 |  |  | 0.03 | -1.5246 | 0.056702 | 0.029884 | 2.7899e-06 | 3.766e-05% | 0.5387% | 2.0289e-09 |  |  | 0.03 | 0.03 | -1.5246 | 0.056702 | 0.029884 | 3.9213e-06 | 0.0001059% | 0.5387% | 5.7034e-09 |  |  | 0.03 | -1.5246 | 0.056702 | 0.029884 | 4.7504e-06 | 0.0002565% | 0.5387% | 1.3819e-08
1 hr | 0.7459% | 134 |  |  | 0.035 | -1.4419 | 0.064392 | 0.036149 | 3.3748e-06 | 4.556e-05% | 0.5323% | 2.4249e-09 | 1 | 0.985 | 0.035 | 0.035 | -1.4419 | 0.064392 | 0.036149 | 4.7434e-06 | 0.0001281% | 0.5323% | 6.8167e-09 |  |  | 0.035 | -1.4419 | 0.064392 | 0.036149 | 5.7464e-06 | 0.0003103% | 0.5323% | 1.6516e-08
[5 empty] | 0.04 | -1.3684 | 0.071811 | 0.042812 | 3.9968e-06 | 5.396e-05% | 0.5276% | 2.8467e-09 | 2 | 0.99 | 0.04 | 0.04 | -1.3684 | 0.071811 | 0.042812 | 5.6177e-06 | 0.0001517% | 0.5276% | 8.0024e-09 |  |  | 0.04 | -1.3684 | 0.071811 | 0.042812 | 6.8056e-06 | 0.0003675% | 0.5276% | 1.9389e-08
MeV: Standing, Speaking | Risk % | Occupancy |  |  | 0.045 | -1.3021 | 0.078989 | 0.049879 | 4.6565e-06 | 6.286e-05% | 0.5241% | 3.2944e-09 | 3 | 0.995 | 0.045 | 0.045 | -1.3021 | 0.078989 | 0.049879 | 6.5449e-06 | 0.0001767% | 0.5241% | 9.2608e-09 |  |  | 0.045 | -1.3021 | 0.078989 | 0.049879 | 7.9288e-06 | 0.0004282% | 0.5241% | 2.2438e-08
0.25 hr | 1.627% | 61 |  |  | 0.05 | -1.2414 | 0.085946 | 0.057355 | 5.3544e-06 | 7.228e-05% | 0.5213% | 3.7681e-09 | 4 | 0.995 | 0.05 | 0.05 | -1.2414 | 0.085946 | 0.057355 | 7.5259e-06 | 0.0002032% | 0.5213% | 1.0593e-08 |  |  | 0.05 | -1.2414 | 0.085946 | 0.057355 | 9.1172e-06 | 0.0004923% | 0.5213% | 2.5665e-08
0.5 hr | 3.204% | 31 |  |  | 0.055 | -1.1854 | 0.092701 | 0.065247 | 6.0912e-06 | 8.223e-05% | 0.5191% | 4.2683e-09 | 5 | 0.995 | 0.055 | 0.055 | -1.1854 | 0.092701 | 0.065247 | 8.5615e-06 | 0.0002312% | 0.5191% | 1.1999e-08 |  |  | 0.055 | -1.1854 | 0.092701 | 0.065247 | 1.0372e-05 | 0.0005601% | 0.5191% | 2.9071e-08
1 hr | 5.335% | 18 |  |  | 0.06 | -1.1333 | 0.099269 | 0.073564 | 6.8676e-06 | 9.271e-05% | 0.5172% | 4.7954e-09 | 6 | 0.995 | 0.06 | 0.06 | -1.1333 | 0.099269 | 0.073564 | 9.6528e-06 | 0.0002606% | 0.5172% | 1.348e-08 |  |  | 0.06 | -1.1333 | 0.099269 | 0.073564 | 1.1694e-05 | 0.0006315% | 0.5172% | 3.2661e-08
[5 empty] | 0.065 | -1.0845 | 0.10566 | 0.082314 | 7.6844e-06 | 0.0001037% | 0.5157% | 5.3498e-09 | 7 | 0.995 | 0.065 | 0.065 | -1.0845 | 0.10566 | 0.082314 | 1.0801e-05 | 0.0002916% | 0.5157% | 1.5039e-08 |  |  | 0.065 | -1.0845 | 0.10566 | 0.082314 | 1.3085e-05 | 0.0007066% | 0.5157% | 3.6437e-08
HRV: Standing, Speaking | Risk % | Occupancy |  |  | 0.07 | -1.0386 | 0.11189 | 0.091505 | 8.5425e-06 | 0.0001153% | 0.5144% | 5.9322e-09 |  |  | 0.07 | 0.07 | -1.0386 | 0.11189 | 0.091505 | 1.2007e-05 | 0.0003242% | 0.5144% | 1.6676e-08 |  |  | 0.07 | -1.0386 | 0.11189 | 0.091505 | 1.4546e-05 | 0.0007855% | 0.5144% | 4.0404e-08
0.25 hr | 0.005811% | 17209 |  |  | 0.075 | -0.99504 | 0.11796 | 0.10115 | 9.4427e-06 | 0.0001275% | 0.5133% | 6.543e-09 | 0 - 1 | 0.985 | 0.075 | 0.075 | -0.99504 | 0.11796 | 0.10115 | 1.3272e-05 | 0.0003583% | 0.5133% | 1.8393e-08 |  |  | 0.075 | -0.99504 | 0.11796 | 0.10115 | 1.6079e-05 | 0.0008682% | 0.5133% | 4.4565e-08
0.5 hr | 0.01633% | 6124 |  |  | 0.08 | -0.95369 | 0.12389 | 0.11125 | 1.0386e-05 | 0.0001402% | 0.5123% | 7.183e-09 | 1 - 2 | 0.005 | 0.08 | 0.08 | -0.95369 | 0.12389 | 0.11125 | 1.4598e-05 | 0.0003941% | 0.5123% | 2.0192e-08 |  |  | 0.08 | -0.95369 | 0.12389 | 0.11125 | 1.7685e-05 | 0.000955% | 0.5123% | 4.8924e-08
1 hr | 0.03952% | 2530 |  |  | 0.085 | -0.91425 | 0.12967 | 0.12183 | 1.1373e-05 | 0.0001535% | 0.5115% | 7.8529e-09 | 2 - 3 | 0.005 | 0.085 | 0.085 | -0.91425 | 0.12967 | 0.12183 | 1.5986e-05 | 0.0004316% | 0.5115% | 2.2075e-08 |  |  | 0.085 | -0.91425 | 0.12967 | 0.12183 | 1.9366e-05 | 0.001046% | 0.5115% | 5.3486e-08
[5 empty] | 0.09 | -0.87651 | 0.13533 | 0.13289 | 1.2406e-05 | 0.0001675% | 0.5107% | 8.5532e-09 | 3 - 4 | 0 | 0.09 | 0.09 | -0.87651 | 0.13533 | 0.13289 | 1.7437e-05 | 0.0004708% | 0.5107% | 2.4044e-08 |  |  | 0.09 | -0.87651 | 0.13533 | 0.13289 | 2.1124e-05 | 0.001141% | 0.5107% | 5.8256e-08
Flu: Standing, Speaking | Risk % | Occupancy |  |  | 0.095 | -0.8403 | 0.14085 | 0.14444 | 1.3485e-05 | 0.000182% | 0.51% | 9.2847e-09 | 4 - 5 | 0 | 0.095 | 0.095 | -0.8403 | 0.14085 | 0.14444 | 1.8953e-05 | 0.0005117% | 0.51% | 2.61e-08 |  |  | 0.095 | -0.8403 | 0.14085 | 0.14444 | 2.2961e-05 | 0.00124% | 0.51% | 6.3238e-08
0.25 hr | 0.001023% | 97748 |  |  | 0.1 | -0.80547 | 0.14625 | 0.15651 | 1.4611e-05 | 0.0001972% | 0.5094% | 1.0048e-08 | 5 - 6 | 0 | 0.1 | 0.1 | -0.80547 | 0.14625 | 0.15651 | 2.0536e-05 | 0.0005545% | 0.5094% | 2.8246e-08 |  |  | 0.1 | -0.80547 | 0.14625 | 0.15651 | 2.4879e-05 | 0.001343% | 0.5094% | 6.8438e-08
0.5 hr | 0.002876% | 34775 |  |  | 0.105 | -0.77188 | 0.15153 | 0.16909 | 1.5785e-05 | 0.0002131% | 0.5089% | 1.0845e-08 | 6 - 7 | 0 | 0.105 | 0.105 | -0.77188 | 0.15153 | 0.16909 | 2.2187e-05 | 0.0005991% | 0.5089% | 3.0485e-08 |  |  | 0.105 | -0.77188 | 0.15153 | 0.16909 | 2.6879e-05 | 0.001451% | 0.5089% | 7.3862e-08
1 hr | 0.006966% | 14355 |  |  | 0.11 | -0.73944 | 0.1567 | 0.1822 | 1.701e-05 | 0.0002296% | 0.5084% | 1.1674e-08 | 7+ | 0.005 | 0.11 | 0.11 | -0.73944 | 0.1567 | 0.1822 | 2.3908e-05 | 0.0006455% | 0.5084% | 3.2818e-08 |  |  | 0.11 | -0.73944 | 0.1567 | 0.1822 | 2.8964e-05 | 0.001564% | 0.5084% | 7.9515e-08
[5 empty] | 0.115 | -0.70804 | 0.16175 | 0.19587 | 1.8285e-05 | 0.0002469% | 0.508% | 1.2539e-08 |  |  | 0.115 | 0.115 | -0.70804 | 0.16175 | 0.19587 | 2.5701e-05 | 0.0006939% | 0.508% | 3.5248e-08 |  |  | 0.115 | -0.70804 | 0.16175 | 0.19587 | 3.1136e-05 | 0.001681% | 0.508% | 8.5402e-08
CoV-2: Standing, Speaking | Risk % | Occupancy |  |  | 0.12 | -0.67759 | 0.1667 | 0.21009 | 1.9613e-05 | 0.0002648% | 0.5075% | 1.3439e-08 |  |  | 0.12 | 0.12 | -0.67759 | 0.1667 | 0.21009 | 2.7567e-05 | 0.0007443% | 0.5075% | 3.7777e-08 |  |  | 0.12 | -0.67759 | 0.1667 | 0.21009 | 3.3397e-05 | 0.001803% | 0.5075% | 9.1531e-08
0.25 hr | 0.06737% | 1484 |  |  | 0.125 | -0.64803 | 0.17154 | 0.22489 | 2.0995e-05 | 0.0002834% | 0.5072% | 1.4375e-08 |  |  | 0.125 | 0.125 | -0.64803 | 0.17154 | 0.22489 | 2.9509e-05 | 0.0007968% | 0.5072% | 4.0409e-08 |  |  | 0.125 | -0.64803 | 0.17154 | 0.22489 | 3.5749e-05 | 0.00193% | 0.5072% | 9.7906e-08
0.5 hr | 0.1868% | 535 |  |  | 0.13 | -0.61928 | 0.17629 | 0.24028 | 2.2432e-05 | 0.0003028% | 0.5068% | 1.5348e-08 |  |  | 0.13 | 0.13 | -0.61928 | 0.17629 | 0.24028 | 3.1529e-05 | 0.0008513% | 0.5068% | 4.3145e-08 |  |  | 0.13 | -0.61928 | 0.17629 | 0.24028 | 3.8196e-05 | 0.002063% | 0.5068% | 1.0454e-07
1 hr | 0.4397% | 227 |  |  | 0.135 | -0.59128 | 0.18093 | 0.25628 | 2.3925e-05 | 0.000323% | 0.5065% | 1.636e-08 |  |  | 0.135 | 0.135 | -0.59128 | 0.18093 | 0.25628 | 3.3628e-05 | 0.000908% | 0.5065% | 4.5989e-08 |  |  | 0.135 | -0.59128 | 0.18093 | 0.25628 | 4.0739e-05 | 0.0022% | 0.5065% | 1.1143e-07
[5 empty] | 0.14 | -0.56399 | 0.18548 | 0.2729 | 2.5477e-05 | 0.0003439% | 0.5062% | 1.7411e-08 |  |  | 0.14 | 0.14 | -0.56399 | 0.18548 | 0.2729 | 3.5809e-05 | 0.0009668% | 0.5062% | 4.8943e-08 |  |  | 0.14 | -0.56399 | 0.18548 | 0.2729 | 4.3381e-05 | 0.002343% | 0.5062% | 1.1858e-07
1 | Risk % | Occupancy |  |  | 0.145 | -0.53735 | 0.18994 | 0.29017 | 2.7089e-05 | 0.0003657% | 0.5059% | 1.8502e-08 |  |  | 0.145 | 0.145 | -0.53735 | 0.18994 | 0.29017 | 3.8075e-05 | 0.001028% | 0.5059% | 5.2011e-08 |  |  | 0.145 | -0.53735 | 0.18994 | 0.29017 | 4.6125e-05 | 0.002491% | 0.5059% | 1.2602e-07
0.25 hr | 0.09132% | 1095 |  |  | 0.15 | -0.51133 | 0.1943 | 0.30809 | 2.8762e-05 | 0.0003883% | 0.5057% | 1.9635e-08 |  |  | 0.15 | 0.15 | -0.51133 | 0.1943 | 0.30809 | 4.0426e-05 | 0.001091% | 0.5057% | 5.5195e-08 |  |  | 0.15 | -0.51133 | 0.1943 | 0.30809 | 4.8974e-05 | 0.002645% | 0.5057% | 1.3373e-07
0.5 hr | 0.3102% | 322 |  |  | 0.155 | -0.48587 | 0.19857 | 0.32668 | 3.0498e-05 | 0.0004117% | 0.5054% | 2.081e-08 |  |  | 0.155 | 0.155 | -0.48587 | 0.19857 | 0.32668 | 4.2866e-05 | 0.001157% | 0.5054% | 5.8499e-08 |  |  | 0.155 | -0.48587 | 0.19857 | 0.32668 | 5.193e-05 | 0.002804% | 0.5054% | 1.4174e-07
1 hr | 0.9054% | 110 |  |  | 0.16 | -0.46096 | 0.20276 | 0.34597 | 3.2299e-05 | 0.000436% | 0.5052% | 2.2029e-08 |  |  | 0.16 | 0.16 | -0.46096 | 0.20276 | 0.34597 | 4.5397e-05 | 0.001226% | 0.5052% | 6.1925e-08 |  |  | 0.16 | -0.46096 | 0.20276 | 0.34597 | 5.4997e-05 | 0.00297% | 0.5052% | 1.5004e-07
[5 empty] | 0.165 | -0.43654 | 0.20686 | 0.36598 | 3.4166e-05 | 0.0004612% | 0.505% | 2.3293e-08 |  |  | 0.165 | 0.165 | -0.43654 | 0.20686 | 0.36598 | 4.8022e-05 | 0.001297% | 0.505% | 6.5479e-08 |  |  | 0.165 | -0.43654 | 0.20686 | 0.36598 | 5.8177e-05 | 0.003142% | 0.505% | 1.5865e-07
4 | Risk % | Occupancy |  |  | 0.17 | -0.4126 | 0.21088 | 0.38672 | 3.6102e-05 | 0.0004874% | 0.5048% | 2.4603e-08 |  |  | 0.17 | 0.17 | -0.4126 | 0.21088 | 0.38672 | 5.0744e-05 | 0.00137% | 0.5048% | 6.9162e-08 |  |  | 0.17 | -0.4126 | 0.21088 | 0.38672 | 6.1474e-05 | 0.00332% | 0.5048% | 1.6757e-07
0.25 hr | 0.07365% | 1357 |  |  | 0.175 | -0.38911 | 0.21481 | 0.40821 | 3.8109e-05 | 0.0005145% | 0.5046% | 2.5961e-08 |  |  | 0.175 | 0.175 | -0.38911 | 0.21481 | 0.40821 | 5.3564e-05 | 0.001446% | 0.5046% | 7.2979e-08 |  |  | 0.175 | -0.38911 | 0.21481 | 0.40821 | 6.489e-05 | 0.003504% | 0.5046% | 1.7682e-07
0.5 hr | 0.2149% | 465 |  |  | 0.18 | -0.36604 | 0.21867 | 0.43048 | 4.0188e-05 | 0.0005425% | 0.5044% | 2.7368e-08 |  |  | 0.18 | 0.18 | -0.36604 | 0.21867 | 0.43048 | 5.6486e-05 | 0.001525% | 0.5044% | 7.6933e-08 |  |  | 0.18 | -0.36604 | 0.21867 | 0.43048 | 6.843e-05 | 0.003695% | 0.5044% | 1.864e-07
1 hr | 0.528% | 189 |  |  | 0.185 | -0.34337 | 0.22244 | 0.45355 | 4.2342e-05 | 0.0005716% | 0.5043% | 2.8825e-08 |  |  | 0.185 | 0.185 | -0.34337 | 0.22244 | 0.45355 | 5.9513e-05 | 0.001607% | 0.5043% | 8.1029e-08 |  |  | 0.185 | -0.34337 | 0.22244 | 0.45355 | 7.2097e-05 | 0.003893% | 0.5043% | 1.9632e-07
[5 empty] | 0.19 | -0.32108 | 0.22614 | 0.47744 | 4.4572e-05 | 0.0006017% | 0.5041% | 3.0334e-08 |  |  | 0.19 | 0.19 | -0.32108 | 0.22614 | 0.47744 | 6.2648e-05 | 0.001691% | 0.5041% | 8.527e-08 |  |  | 0.19 | -0.32108 | 0.22614 | 0.47744 | 7.5895e-05 | 0.004098% | 0.5041% | 2.066e-07
7 | Risk % | Occupancy |  |  | 0.195 | -0.29915 | 0.22976 | 0.50217 | 4.6881e-05 | 0.0006329% | 0.504% | 3.1895e-08 |  |  | 0.195 | 0.195 | -0.29915 | 0.22976 | 0.50217 | 6.5893e-05 | 0.001779% | 0.504% | 8.9661e-08 |  |  | 0.195 | -0.29915 | 0.22976 | 0.50217 | 7.9826e-05 | 0.004311% | 0.504% | 2.1724e-07
0.25 hr | 0.0609% | 1641 |  |  | 0.2 | -0.27755 | 0.2333 | 0.52777 | 4.9271e-05 | 0.0006652% | 0.5038% | 3.3512e-08 |  |  | 0.2 | 0.2 | -0.27755 | 0.2333 | 0.52777 | 6.9252e-05 | 0.00187% | 0.5038% | 9.4205e-08 |  |  | 0.2 | -0.27755 | 0.2333 | 0.52777 | 8.3896e-05 | 0.00453% | 0.5038% | 2.2825e-07
0.5 hr | 0.1607% | 622 |  |  | 0.205 | -0.25628 | 0.23677 | 0.55427 | 5.1744e-05 | 0.0006985% | 0.5037% | 3.5185e-08 |  |  | 0.205 | 0.205 | -0.25628 | 0.23677 | 0.55427 | 7.2729e-05 | 0.001964% | 0.5037% | 9.8907e-08 |  |  | 0.205 | -0.25628 | 0.23677 | 0.55427 | 8.8108e-05 | 0.004758% | 0.5037% | 2.3964e-07
1 hr | 0.365% | 273 |  |  | 0.21 | -0.23531 | 0.24017 | 0.58169 | 5.4304e-05 | 0.0007331% | 0.5036% | 3.6916e-08 |  |  | 0.21 | 0.21 | -0.23531 | 0.24017 | 0.58169 | 7.6326e-05 | 0.002061% | 0.5036% | 1.0377e-07 |  |  | 0.21 | -0.23531 | 0.24017 | 0.58169 | 9.2466e-05 | 0.004993% | 0.5036% | 2.5143e-07
[5 empty] | 0.215 | -0.21464 | 0.24349 | 0.61005 | 5.6951e-05 | 0.0007688% | 0.5034% | 3.8706e-08 |  |  | 0.215 | 0.215 | -0.21464 | 0.24349 | 0.61005 | 8.0048e-05 | 0.002161% | 0.5034% | 1.0881e-07 |  |  | 0.215 | -0.21464 | 0.24349 | 0.61005 | 9.6974e-05 | 0.005236% | 0.5034% | 2.6362e-07
9.67 | Risk % | Occupancy |  |  | 0.22 | -0.19424 | 0.24674 | 0.63938 | 5.969e-05 | 0.0008058% | 0.5033% | 4.0558e-08 |  |  | 0.22 | 0.22 | -0.19424 | 0.24674 | 0.63938 | 8.3897e-05 | 0.002265% | 0.5033% | 1.1401e-07 |  |  | 0.22 | -0.19424 | 0.24674 | 0.63938 | 0.00010164 | 0.005488% | 0.5033% | 2.7623e-07
0.25 hr | 0.05239% | 1908 |  |  | 0.225 | -0.1741 | 0.24993 | 0.66972 | 6.2523e-05 | 0.0008441% | 0.5032% | 4.2473e-08 |  |  | 0.225 | 0.225 | -0.1741 | 0.24993 | 0.66972 | 8.7878e-05 | 0.002373% | 0.5032% | 1.1939e-07 |  |  | 0.225 | -0.1741 | 0.24993 | 0.66972 | 0.00010646 | 0.005749% | 0.5032% | 2.8927e-07
0.5 hr | 0.1301% | 768 |  |  | 0.23 | -0.15422 | 0.25304 | 0.7011 | 6.5451e-05 | 0.0008836% | 0.5031% | 4.4452e-08 |  |  | 0.23 | 0.23 | -0.15422 | 0.25304 | 0.7011 | 9.1995e-05 | 0.002484% | 0.5031% | 1.2496e-07 |  |  | 0.23 | -0.15422 | 0.25304 | 0.7011 | 0.00011145 | 0.006018% | 0.5031% | 3.0276e-07
1 hr | 0.2852% | 350 |  |  | 0.235 | -0.13458 | 0.25608 | 0.73353 | 6.8479e-05 | 0.0009245% | 0.503% | 4.6499e-08 |  |  | 0.235 | 0.235 | -0.13458 | 0.25608 | 0.73353 | 9.6251e-05 | 0.002599% | 0.503% | 1.3071e-07 |  |  | 0.235 | -0.13458 | 0.25608 | 0.73353 | 0.0001166 | 0.006296% | 0.503% | 3.167e-07
[5 empty] | 0.24 | -0.11517 | 0.25906 | 0.76706 | 7.161e-05 | 0.0009667% | 0.5029% | 4.8615e-08 |  |  | 0.24 | 0.24 | -0.11517 | 0.25906 | 0.76706 | 0.00010065 | 0.002718% | 0.5029% | 1.3666e-07 |  |  | 0.24 | -0.11517 | 0.25906 | 0.76706 | 0.00012193 | 0.006584% | 0.5029% | 3.3111e-07
12 | Risk % | Occupancy |  |  | 0.245 | -0.095977 | 0.26197 | 0.80172 | 7.4845e-05 | 0.00101% | 0.5028% | 5.0802e-08 |  |  | 0.245 | 0.245 | -0.095977 | 0.26197 | 0.80172 | 0.0001052 | 0.00284% | 0.5028% | 1.4281e-07 |  |  | 0.245 | -0.095977 | 0.26197 | 0.80172 | 0.00012744 | 0.006882% | 0.5028% | 3.46e-07
0.25 hr | 0.04651% | 2150 |  |  | 0.25 | -0.076994 | 0.26481 | 0.83754 | 7.8189e-05 | 0.001056% | 0.5027% | 5.3062e-08 |  |  | 0.25 | 0.25 | -0.076994 | 0.26481 | 0.83754 | 0.0001099 | 0.002967% | 0.5027% | 1.4916e-07 |  |  | 0.25 | -0.076994 | 0.26481 | 0.83754 | 0.00013314 | 0.007189% | 0.5027% | 3.6139e-07
0.5 hr | 0.1112% | 899 |  |  | 0.255 | -0.058211 | 0.26759 | 0.87456 | 8.1645e-05 | 0.001102% | 0.5026% | 5.5397e-08 |  |  | 0.255 | 0.255 | -0.058211 | 0.26759 | 0.87456 | 0.00011476 | 0.003098% | 0.5026% | 1.5572e-07 |  |  | 0.255 | -0.058211 | 0.26759 | 0.87456 | 0.00013902 | 0.007507% | 0.5026% | 3.773e-07
1 hr | 0.2392% | 418 |  |  | 0.26 | -0.039621 | 0.2703 | 0.91281 | 8.5216e-05 | 0.00115% | 0.5025% | 5.781e-08 |  |  | 0.26 | 0.26 | -0.039621 | 0.2703 | 0.91281 | 0.00011977 | 0.003234% | 0.5025% | 1.6251e-07 |  |  | 0.26 | -0.039621 | 0.2703 | 0.91281 | 0.0001451 | 0.007835% | 0.5025% | 3.9373e-07
[5 empty] | 0.265 | -0.021213 | 0.27295 | 0.95233 | 8.8905e-05 | 0.0012% | 0.5024% | 6.0303e-08 |  |  | 0.265 | 0.265 | -0.021213 | 0.27295 | 0.95233 | 0.00012496 | 0.003374% | 0.5024% | 1.6951e-07 |  |  | 0.265 | -0.021213 | 0.27295 | 0.95233 | 0.00015138 | 0.008174% | 0.5024% | 4.1071e-07
[5 empty] | 0.27 | -0.0029818 | 0.27554 | 0.99316 | 9.2717e-05 | 0.001252% | 0.5024% | 6.2878e-08 |  |  | 0.27 | 0.27 | -0.0029818 | 0.27554 | 0.99316 | 0.00013032 | 0.003519% | 0.5024% | 1.7675e-07 |  |  | 0.27 | -0.0029818 | 0.27554 | 0.99316 | 0.00015787 | 0.008525% | 0.5024% | 4.2825e-07
[5 empty] | 0.275 | 0.015082 | 0.27806 | 1.0353 | 9.6655e-05 | 0.001305% | 0.5023% | 6.5538e-08 |  |  | 0.275 | 0.275 | 0.015082 | 0.27806 | 1.0353 | 0.00013585 | 0.003668% | 0.5023% | 1.8423e-07 |  |  | 0.275 | 0.015082 | 0.27806 | 1.0353 | 0.00016458 | 0.008887% | 0.5023% | 4.4636e-07
[5 empty] | 0.28 | 0.032984 | 0.28052 | 1.0789 | 0.00010072 | 0.00136% | 0.5022% | 6.8286e-08 |  |  | 0.28 | 0.28 | 0.032984 | 0.28052 | 1.0789 | 0.00014157 | 0.003822% | 0.5022% | 1.9195e-07 |  |  | 0.28 | 0.032984 | 0.28052 | 1.0789 | 0.00017151 | 0.009261% | 0.5022% | 4.6508e-07
[5 empty] | 0.285 | 0.050732 | 0.28292 | 1.1239 | 0.00010492 | 0.001416% | 0.5021% | 7.1123e-08 |  |  | 0.285 | 0.285 | 0.050732 | 0.28292 | 1.1239 | 0.00014748 | 0.003982% | 0.5021% | 1.9993e-07 |  |  | 0.285 | 0.050732 | 0.28292 | 1.1239 | 0.00017866 | 0.009647% | 0.5021% | 4.844e-07
[5 empty] | 0.29 | 0.068332 | 0.28525 | 1.1704 | 0.00010926 | 0.001475% | 0.502% | 7.4054e-08 |  |  | 0.29 | 0.29 | 0.068332 | 0.28525 | 1.1704 | 0.00015357 | 0.004146% | 0.502% | 2.0817e-07 |  |  | 0.29 | 0.068332 | 0.28525 | 1.1704 | 0.00018605 | 0.01005% | 0.502% | 5.0436e-07
[5 empty] | 0.295 | 0.085791 | 0.28753 | 1.2184 | 0.00011374 | 0.001536% | 0.502% | 7.7081e-08 |  |  | 0.295 | 0.295 | 0.085791 | 0.28753 | 1.2184 | 0.00015987 | 0.004316% | 0.502% | 2.1668e-07 |  |  | 0.295 | 0.085791 | 0.28753 | 1.2184 | 0.00019368 | 0.01046% | 0.502% | 5.2498e-07
[5 empty] | 0.3 | 0.10311 | 0.28974 | 1.268 | 0.00011837 | 0.001598% | 0.5019% | 8.0207e-08 |  |  | 0.3 | 0.3 | 0.10311 | 0.28974 | 1.268 | 0.00016638 | 0.004492% | 0.5019% | 2.2547e-07 |  |  | 0.3 | 0.10311 | 0.28974 | 1.268 | 0.00020156 | 0.01088% | 0.5019% | 5.4627e-07
[5 empty] | 0.305 | 0.12031 | 0.2919 | 1.3192 | 0.00012315 | 0.001663% | 0.5018% | 8.3435e-08 |  |  | 0.305 | 0.305 | 0.12031 | 0.2919 | 1.3192 | 0.0001731 | 0.004674% | 0.5018% | 2.3454e-07 |  |  | 0.305 | 0.12031 | 0.2919 | 1.3192 | 0.0002097 | 0.01132% | 0.5018% | 5.6825e-07
[5 empty] | 0.31 | 0.13737 | 0.29399 | 1.3721 | 0.00012809 | 0.001729% | 0.5018% | 8.6768e-08 |  |  | 0.31 | 0.31 | 0.13737 | 0.29399 | 1.3721 | 0.00018004 | 0.004861% | 0.5018% | 2.4391e-07 |  |  | 0.31 | 0.13737 | 0.29399 | 1.3721 | 0.00021811 | 0.01178% | 0.5018% | 5.9095e-07
[5 empty] | 0.315 | 0.15432 | 0.29603 | 1.4267 | 0.00013319 | 0.001798% | 0.5017% | 9.021e-08 |  |  | 0.315 | 0.315 | 0.15432 | 0.29603 | 1.4267 | 0.0001872 | 0.005054% | 0.5017% | 2.5358e-07 |  |  | 0.315 | 0.15432 | 0.29603 | 1.4267 | 0.00022679 | 0.01225% | 0.5017% | 6.1439e-07
[5 empty] | 0.32 | 0.17116 | 0.29801 | 1.483 | 0.00013845 | 0.001869% | 0.5017% | 9.3764e-08 |  |  | 0.32 | 0.32 | 0.17116 | 0.29801 | 1.483 | 0.0001946 | 0.005254% | 0.5017% | 2.6357e-07 |  |  | 0.32 | 0.17116 | 0.29801 | 1.483 | 0.00023575 | 0.01273% | 0.5017% | 6.3859e-07
[5 empty] | 0.325 | 0.18788 | 0.29993 | 1.5413 | 0.00014389 | 0.001942% | 0.5016% | 9.7433e-08 |  |  | 0.325 | 0.325 | 0.18788 | 0.29993 | 1.5413 | 0.00020224 | 0.00546% | 0.5016% | 2.7389e-07 |  |  | 0.325 | 0.18788 | 0.29993 | 1.5413 | 0.000245 | 0.01323% | 0.5016% | 6.6358e-07
[5 empty] | 0.33 | 0.2045 | 0.30179 | 1.6014 | 0.0001495 | 0.002018% | 0.5015% | 1.0122e-07 |  |  | 0.33 | 0.33 | 0.2045 | 0.30179 | 1.6014 | 0.00021013 | 0.005673% | 0.5015% | 2.8454e-07 |  |  | 0.33 | 0.2045 | 0.30179 | 1.6014 | 0.00025456 | 0.01375% | 0.5015% | 6.8938e-07
[5 empty] | 0.335 | 0.22102 | 0.30359 | 1.6635 | 0.00015529 | 0.002096% | 0.5015% | 1.0513e-07 |  |  | 0.335 | 0.335 | 0.22102 | 0.30359 | 1.6635 | 0.00021827 | 0.005893% | 0.5015% | 2.9554e-07 |  |  | 0.335 | 0.22102 | 0.30359 | 1.6635 | 0.00026443 | 0.01428% | 0.5015% | 7.1603e-07
[5 empty] | 0.34 | 0.23744 | 0.30534 | 1.7276 | 0.00016128 | 0.002177% | 0.5014% | 1.0917e-07 |  |  | 0.34 | 0.34 | 0.23744 | 0.30534 | 1.7276 | 0.00022669 | 0.00612% | 0.5014% | 3.0689e-07 |  |  | 0.34 | 0.23744 | 0.30534 | 1.7276 | 0.00027462 | 0.01483% | 0.5014% | 7.4354e-07
[5 empty] | 0.345 | 0.25377 | 0.30703 | 1.7938 | 0.00016746 | 0.002261% | 0.5014% | 1.1334e-07 |  |  | 0.345 | 0.345 | 0.25377 | 0.30703 | 1.7938 | 0.00023537 | 0.006355% | 0.5014% | 3.1861e-07 |  |  | 0.345 | 0.25377 | 0.30703 | 1.7938 | 0.00028514 | 0.0154% | 0.5014% | 7.7194e-07
[5 empty] | 0.35 | 0.27001 | 0.30867 | 1.8621 | 0.00017384 | 0.002347% | 0.5013% | 1.1765e-07 |  |  | 0.35 | 0.35 | 0.27001 | 0.30867 | 1.8621 | 0.00024434 | 0.006597% | 0.5013% | 3.3072e-07 |  |  | 0.35 | 0.27001 | 0.30867 | 1.8621 | 0.00029601 | 0.01598% | 0.5013% | 8.0127e-07
[5 empty] | 0.355 | 0.28617 | 0.31024 | 1.9327 | 0.00018043 | 0.002436% | 0.5013% | 1.221e-07 |  |  | 0.355 | 0.355 | 0.28617 | 0.31024 | 1.9327 | 0.0002536 | 0.006847% | 0.5013% | 3.4322e-07 |  |  | 0.355 | 0.28617 | 0.31024 | 1.9327 | 0.00030723 | 0.01659% | 0.5013% | 8.3155e-07
[5 empty] | 0.36 | 0.30224 | 0.31176 | 2.0056 | 0.00018723 | 0.002528% | 0.5012% | 1.2669e-07 |  |  | 0.36 | 0.36 | 0.30224 | 0.31176 | 2.0056 | 0.00026317 | 0.007105% | 0.5012% | 3.5613e-07 |  |  | 0.36 | 0.30224 | 0.31176 | 2.0056 | 0.00031881 | 0.01721% | 0.5012% | 8.6282e-07
[5 empty] | 0.365 | 0.31824 | 0.31323 | 2.0809 | 0.00019426 | 0.002622% | 0.5012% | 1.3143e-07 |  |  | 0.365 | 0.365 | 0.31824 | 0.31323 | 2.0809 | 0.00027304 | 0.007372% | 0.5012% | 3.6945e-07 |  |  | 0.365 | 0.31824 | 0.31323 | 2.0809 | 0.00033078 | 0.01786% | 0.5012% | 8.951e-07
[5 empty] | 0.37 | 0.33417 | 0.31464 | 2.1586 | 0.00020152 | 0.00272% | 0.5011% | 1.3633e-07 |  |  | 0.37 | 0.37 | 0.33417 | 0.31464 | 2.1586 | 0.00028324 | 0.007647% | 0.5011% | 3.8322e-07 |  |  | 0.37 | 0.33417 | 0.31464 | 2.1586 | 0.00034313 | 0.01853% | 0.5011% | 9.2844e-07
[5 empty] | 0.375 | 0.35003 | 0.316 | 2.2389 | 0.00020901 | 0.002822% | 0.5011% | 1.4138e-07 |  |  | 0.375 | 0.375 | 0.35003 | 0.316 | 2.2389 | 0.00029377 | 0.007932% | 0.5011% | 3.9743e-07 |  |  | 0.375 | 0.35003 | 0.316 | 2.2389 | 0.00035589 | 0.01922% | 0.5011% | 9.6287e-07
[5 empty] | 0.38 | 0.36582 | 0.3173 | 2.3218 | 0.00021675 | 0.002926% | 0.501% | 1.466e-07 |  |  | 0.38 | 0.38 | 0.36582 | 0.3173 | 2.3218 | 0.00030465 | 0.008225% | 0.501% | 4.121e-07 |  |  | 0.38 | 0.36582 | 0.3173 | 2.3218 | 0.00036907 | 0.01993% | 0.501% | 9.9843e-07
[5 empty] | 0.385 | 0.38154 | 0.31854 | 2.4074 | 0.00022474 | 0.003034% | 0.501% | 1.5199e-07 |  |  | 0.385 | 0.385 | 0.38154 | 0.31854 | 2.4074 | 0.00031589 | 0.008529% | 0.501% | 4.2726e-07 |  |  | 0.385 | 0.38154 | 0.31854 | 2.4074 | 0.00038268 | 0.02066% | 0.501% | 1.0351e-06
[5 empty] | 0.39 | 0.39721 | 0.31973 | 2.4958 | 0.000233 | 0.003145% | 0.5009% | 1.5756e-07 |  |  | 0.39 | 0.39 | 0.39721 | 0.31973 | 2.4958 | 0.00032749 | 0.008842% | 0.5009% | 4.4291e-07 |  |  | 0.39 | 0.39721 | 0.31973 | 2.4958 | 0.00039674 | 0.02142% | 0.5009% | 1.0731e-06
[5 empty] | 0.395 | 0.41282 | 0.32087 | 2.5871 | 0.00024152 | 0.003261% | 0.5009% | 1.6331e-07 |  |  | 0.395 | 0.395 | 0.41282 | 0.32087 | 2.5871 | 0.00033948 | 0.009165% | 0.5009% | 4.5908e-07 |  |  | 0.395 | 0.41282 | 0.32087 | 2.5871 | 0.00041126 | 0.02221% | 0.5009% | 1.1122e-06
[5 empty] | 0.4 | 0.42838 | 0.32195 | 2.6815 | 0.00025033 | 0.003379% | 0.5008% | 1.6925e-07 |  |  | 0.4 | 0.4 | 0.42838 | 0.32195 | 2.6815 | 0.00035186 | 0.0095% | 0.5008% | 4.7578e-07 |  |  | 0.4 | 0.42838 | 0.32195 | 2.6815 | 0.00042626 | 0.02302% | 0.5008% | 1.1527e-06
[5 empty] | 0.405 | 0.44388 | 0.32298 | 2.779 | 0.00025943 | 0.003502% | 0.5008% | 1.7539e-07 |  |  | 0.405 | 0.405 | 0.44388 | 0.32298 | 2.779 | 0.00036464 | 0.009845% | 0.5008% | 4.9302e-07 |  |  | 0.405 | 0.44388 | 0.32298 | 2.779 | 0.00044175 | 0.02385% | 0.5008% | 1.1945e-06
[5 empty] | 0.41 | 0.45934 | 0.32396 | 2.8797 | 0.00026883 | 0.003629% | 0.5007% | 1.8173e-07 |  |  | 0.41 | 0.41 | 0.45934 | 0.32396 | 2.8797 | 0.00037786 | 0.0102% | 0.5007% | 5.1084e-07 |  |  | 0.41 | 0.45934 | 0.32396 | 2.8797 | 0.00045775 | 0.02472% | 0.5007% | 1.2376e-06
[5 empty] | 0.415 | 0.47475 | 0.32488 | 2.9837 | 0.00027854 | 0.00376% | 0.5007% | 1.8828e-07 |  |  | 0.415 | 0.415 | 0.47475 | 0.32488 | 2.9837 | 0.00039151 | 0.01057% | 0.5007% | 5.2925e-07 |  |  | 0.415 | 0.47475 | 0.32488 | 2.9837 | 0.00047429 | 0.02561% | 0.5007% | 1.2822e-06
[5 empty] | 0.42 | 0.49012 | 0.32574 | 3.0912 | 0.00028858 | 0.003896% | 0.5007% | 1.9504e-07 |  |  | 0.42 | 0.42 | 0.49012 | 0.32574 | 3.0912 | 0.00040561 | 0.01095% | 0.5007% | 5.4827e-07 |  |  | 0.42 | 0.49012 | 0.32574 | 3.0912 | 0.00049138 | 0.02653% | 0.5007% | 1.3283e-06
[5 empty] | 0.425 | 0.50545 | 0.32656 | 3.2022 | 0.00029895 | 0.004036% | 0.5006% | 2.0203e-07 |  |  | 0.425 | 0.425 | 0.50545 | 0.32656 | 3.2022 | 0.00042018 | 0.01134% | 0.5006% | 5.6792e-07 |  |  | 0.425 | 0.50545 | 0.32656 | 3.2022 | 0.00050903 | 0.02748% | 0.5006% | 1.3759e-06
[5 empty] | 0.43 | 0.52074 | 0.32732 | 3.317 | 0.00030966 | 0.00418% | 0.5006% | 2.0926e-07 |  |  | 0.43 | 0.43 | 0.52074 | 0.32732 | 3.317 | 0.00043524 | 0.01175% | 0.5006% | 5.8822e-07 |  |  | 0.43 | 0.52074 | 0.32732 | 3.317 | 0.00052728 | 0.02847% | 0.5006% | 1.4251e-06
[5 empty] | 0.435 | 0.536 | 0.32803 | 3.4356 | 0.00032073 | 0.00433% | 0.5005% | 2.1672e-07 |  |  | 0.435 | 0.435 | 0.536 | 0.32803 | 3.4356 | 0.00045081 | 0.01217% | 0.5005% | 6.092e-07 |  |  | 0.435 | 0.536 | 0.32803 | 3.4356 | 0.00054613 | 0.02949% | 0.5005% | 1.4759e-06
[5 empty] | 0.44 | 0.55123 | 0.32868 | 3.5582 | 0.00033218 | 0.004484% | 0.5005% | 2.2444e-07 |  |  | 0.44 | 0.44 | 0.55123 | 0.32868 | 3.5582 | 0.00046689 | 0.01261% | 0.5005% | 6.3089e-07 |  |  | 0.44 | 0.55123 | 0.32868 | 3.5582 | 0.00056562 | 0.03054% | 0.5005% | 1.5284e-06
[5 empty] | 0.445 | 0.56643 | 0.32929 | 3.6849 | 0.00034401 | 0.004644% | 0.5005% | 2.3241e-07 |  |  | 0.445 | 0.445 | 0.56643 | 0.32929 | 3.6849 | 0.00048352 | 0.01305% | 0.5005% | 6.533e-07 |  |  | 0.445 | 0.56643 | 0.32929 | 3.6849 | 0.00058576 | 0.03163% | 0.5005% | 1.5827e-06
[5 empty] | 0.45 | 0.5816 | 0.32984 | 3.8159 | 0.00035624 | 0.004809% | 0.5004% | 2.4065e-07 |  |  | 0.45 | 0.45 | 0.5816 | 0.32984 | 3.8159 | 0.00050071 | 0.01352% | 0.5004% | 6.7647e-07 |  |  | 0.45 | 0.5816 | 0.32984 | 3.8159 | 0.00060659 | 0.03275% | 0.5004% | 1.6389e-06
[5 empty] | 0.455 | 0.59675 | 0.33033 | 3.9514 | 0.00036888 | 0.00498% | 0.5004% | 2.4917e-07 |  |  | 0.455 | 0.455 | 0.59675 | 0.33033 | 3.9514 | 0.00051848 | 0.014% | 0.5004% | 7.0042e-07 |  |  | 0.455 | 0.59675 | 0.33033 | 3.9514 | 0.00062812 | 0.03391% | 0.5004% | 1.6969e-06
[5 empty] | 0.46 | 0.61187 | 0.33078 | 4.0914 | 0.00038196 | 0.005156% | 0.5003% | 2.5798e-07 |  |  | 0.46 | 0.46 | 0.61187 | 0.33078 | 4.0914 | 0.00053686 | 0.01449% | 0.5003% | 7.2518e-07 |  |  | 0.46 | 0.61187 | 0.33078 | 4.0914 | 0.00065038 | 0.03511% | 0.5003% | 1.7569e-06
[5 empty] | 0.465 | 0.62698 | 0.33117 | 4.2362 | 0.00039548 | 0.005339% | 0.5003% | 2.6709e-07 |  |  | 0.465 | 0.465 | 0.62698 | 0.33117 | 4.2362 | 0.00055586 | 0.01501% | 0.5003% | 7.5079e-07 |  |  | 0.465 | 0.62698 | 0.33117 | 4.2362 | 0.0006734 | 0.03636% | 0.5003% | 1.8189e-06
[5 empty] | 0.47 | 0.64207 | 0.33151 | 4.386 | 0.00040946 | 0.005528% | 0.5002% | 2.7652e-07 |  |  | 0.47 | 0.47 | 0.64207 | 0.33151 | 4.386 | 0.00057552 | 0.01554% | 0.5002% | 7.7727e-07 |  |  | 0.47 | 0.64207 | 0.33151 | 4.386 | 0.00069721 | 0.03764% | 0.5002% | 1.8831e-06
[5 empty] | 0.475 | 0.65715 | 0.3318 | 4.5409 | 0.00042392 | 0.005723% | 0.5002% | 2.8626e-07 |  |  | 0.475 | 0.475 | 0.65715 | 0.3318 | 4.5409 | 0.00059584 | 0.01609% | 0.5002% | 8.0466e-07 |  |  | 0.475 | 0.65715 | 0.3318 | 4.5409 | 0.00072184 | 0.03897% | 0.5002% | 1.9494e-06
[5 empty] | 0.48 | 0.67221 | 0.33203 | 4.7012 | 0.00043888 | 0.005925% | 0.5002% | 2.9634e-07 |  |  | 0.48 | 0.48 | 0.67221 | 0.33203 | 4.7012 | 0.00061687 | 0.01665% | 0.5002% | 8.3299e-07 |  |  | 0.48 | 0.67221 | 0.33203 | 4.7012 | 0.00074731 | 0.04035% | 0.5002% | 2.018e-06
[5 empty] | 0.485 | 0.68726 | 0.33222 | 4.867 | 0.00045436 | 0.006134% | 0.5001% | 3.0677e-07 |  |  | 0.485 | 0.485 | 0.68726 | 0.33222 | 4.867 | 0.00063863 | 0.01724% | 0.5001% | 8.623e-07 |  |  | 0.485 | 0.68726 | 0.33222 | 4.867 | 0.00077367 | 0.04177% | 0.5001% | 2.089e-06
[5 empty] | 0.49 | 0.70231 | 0.33235 | 5.0386 | 0.00047038 | 0.00635% | 0.5001% | 3.1756e-07 |  |  | 0.49 | 0.49 | 0.70231 | 0.33235 | 5.0386 | 0.00066115 | 0.01785% | 0.5001% | 8.9263e-07 |  |  | 0.49 | 0.70231 | 0.33235 | 5.0386 | 0.00080095 | 0.04324% | 0.5001% | 2.1625e-06
[5 empty] | 0.495 | 0.71735 | 0.33243 | 5.2162 | 0.00048696 | 0.006574% | 0.5001% | 3.2872e-07 |  |  | 0.495 | 0.495 | 0.71735 | 0.33243 | 5.2162 | 0.00068445 | 0.01848% | 0.5001% | 9.2402e-07 |  |  | 0.495 | 0.71735 | 0.33243 | 5.2162 | 0.00082918 | 0.04477% | 0.5001% | 2.2385e-06
[5 empty] | 0.5 | 0.73239 | 0.33245 | 5.4 | 0.00050412 | 0.006805% | 0.5% | 3.4028e-07 |  |  | 0.5 | 0.5 | 0.73239 | 0.33245 | 5.4 | 0.00070857 | 0.01913% | 0.5% | 9.565e-07 |  |  | 0.5 | 0.73239 | 0.33245 | 5.4 | 0.00085839 | 0.04634% | 0.5% | 2.3172e-06
[5 empty] | 0.505 | 0.74743 | 0.33243 | 5.5903 | 0.00052189 | 0.007045% | 0.5% | 3.5224e-07 |  |  | 0.505 | 0.505 | 0.74743 | 0.33243 | 5.5903 | 0.00073353 | 0.0198% | 0.5% | 9.9012e-07 |  |  | 0.505 | 0.74743 | 0.33243 | 5.5903 | 0.00088864 | 0.04798% | 0.5% | 2.3986e-06
[5 empty] | 0.51 | 0.76248 | 0.33235 | 5.7873 | 0.00054028 | 0.007293% | 0.4999% | 3.6463e-07 |  |  | 0.51 | 0.51 | 0.76248 | 0.33235 | 5.7873 | 0.00075939 | 0.0205% | 0.4999% | 1.0249e-06 |  |  | 0.51 | 0.76248 | 0.33235 | 5.7873 | 0.00091996 | 0.04967% | 0.4999% | 2.483e-06
[5 empty] | 0.515 | 0.77752 | 0.33222 | 5.9913 | 0.00055933 | 0.007551% | 0.4999% | 3.7745e-07 |  |  | 0.515 | 0.515 | 0.77752 | 0.33222 | 5.9913 | 0.00078616 | 0.02122% | 0.4999% | 1.061e-06 |  |  | 0.515 | 0.77752 | 0.33222 | 5.9913 | 0.00095239 | 0.05142% | 0.4999% | 2.5703e-06
[5 empty] | 0.52 | 0.79258 | 0.33203 | 6.2027 | 0.00057905 | 0.007817% | 0.4999% | 3.9073e-07 |  |  | 0.52 | 0.52 | 0.79258 | 0.33203 | 6.2027 | 0.00081389 | 0.02197% | 0.4999% | 1.0983e-06 |  |  | 0.52 | 0.79258 | 0.33203 | 6.2027 | 0.00098599 | 0.05323% | 0.4999% | 2.6607e-06
[5 empty] | 0.525 | 0.80764 | 0.3318 | 6.4216 | 0.00059949 | 0.008093% | 0.4998% | 4.0449e-07 |  |  | 0.525 | 0.525 | 0.80764 | 0.3318 | 6.4216 | 0.00084261 | 0.02275% | 0.4998% | 1.137e-06 |  |  | 0.525 | 0.80764 | 0.3318 | 6.4216 | 0.0010208 | 0.05511% | 0.4998% | 2.7544e-06
[5 empty] | 0.53 | 0.82272 | 0.33151 | 6.6484 | 0.00062067 | 0.008379% | 0.4998% | 4.1875e-07 |  |  | 0.53 | 0.53 | 0.82272 | 0.33151 | 6.6484 | 0.00087238 | 0.02355% | 0.4998% | 1.177e-06 |  |  | 0.53 | 0.82272 | 0.33151 | 6.6484 | 0.0010568 | 0.05705% | 0.4998% | 2.8514e-06
[5 empty] | 0.535 | 0.83781 | 0.33117 | 6.8835 | 0.00064261 | 0.008675% | 0.4997% | 4.3352e-07 |  |  | 0.535 | 0.535 | 0.83781 | 0.33117 | 6.8835 | 0.00090322 | 0.02438% | 0.4997% | 1.2186e-06 |  |  | 0.535 | 0.83781 | 0.33117 | 6.8835 | 0.0010942 | 0.05907% | 0.4997% | 2.9519e-06
[5 empty] | 0.54 | 0.85291 | 0.33078 | 7.1271 | 0.00066536 | 0.008982% | 0.4997% | 4.4882e-07 |  |  | 0.54 | 0.54 | 0.85291 | 0.33078 | 7.1271 | 0.00093519 | 0.02525% | 0.4997% | 1.2616e-06 |  |  | 0.54 | 0.85291 | 0.33078 | 7.1271 | 0.0011329 | 0.06116% | 0.4997% | 3.0562e-06
[5 empty] | 0.545 | 0.86804 | 0.33033 | 7.3797 | 0.00068894 | 0.0093% | 0.4997% | 4.6469e-07 |  |  | 0.545 | 0.545 | 0.86804 | 0.33033 | 7.3797 | 0.00096834 | 0.02614% | 0.4997% | 1.3062e-06 |  |  | 0.545 | 0.86804 | 0.33033 | 7.3797 | 0.0011731 | 0.06333% | 0.4997% | 3.1642e-06
[5 empty] | 0.55 | 0.88319 | 0.32984 | 7.6417 | 0.00071339 | 0.00963% | 0.4996% | 4.8115e-07 |  |  | 0.55 | 0.55 | 0.88319 | 0.32984 | 7.6417 | 0.0010027 | 0.02707% | 0.4996% | 1.3524e-06 |  |  | 0.55 | 0.88319 | 0.32984 | 7.6417 | 0.0012147 | 0.06557% | 0.4996% | 3.2762e-06
[5 empty] | 0.555 | 0.89836 | 0.32929 | 7.9133 | 0.00073875 | 0.009973% | 0.4996% | 4.9821e-07 |  |  | 0.555 | 0.555 | 0.89836 | 0.32929 | 7.9133 | 0.0010384 | 0.02803% | 0.4996% | 1.4004e-06 |  |  | 0.555 | 0.89836 | 0.32929 | 7.9133 | 0.0012579 | 0.0679% | 0.4996% | 3.3923e-06
[5 empty] | 0.56 | 0.91356 | 0.32868 | 8.1951 | 0.00076506 | 0.01033% | 0.4995% | 5.1591e-07 |  |  | 0.56 | 0.56 | 0.91356 | 0.32868 | 8.1951 | 0.0010753 | 0.02903% | 0.4995% | 1.4501e-06 |  |  | 0.56 | 0.91356 | 0.32868 | 8.1951 | 0.0013027 | 0.07032% | 0.4995% | 3.5128e-06
[5 empty] | 0.565 | 0.92878 | 0.32803 | 8.4876 | 0.00079236 | 0.0107% | 0.4995% | 5.3428e-07 |  |  | 0.565 | 0.565 | 0.92878 | 0.32803 | 8.4876 | 0.0011137 | 0.03007% | 0.4995% | 1.5018e-06 |  |  | 0.565 | 0.92878 | 0.32803 | 8.4876 | 0.0013492 | 0.07283% | 0.4995% | 3.6378e-06
[5 empty] | 0.57 | 0.94404 | 0.32732 | 8.7911 | 0.0008207 | 0.01108% | 0.4995% | 5.5333e-07 |  |  | 0.57 | 0.57 | 0.94404 | 0.32732 | 8.7911 | 0.0011535 | 0.03114% | 0.4995% | 1.5553e-06 |  |  | 0.57 | 0.94404 | 0.32732 | 8.7911 | 0.0013974 | 0.07543% | 0.4995% | 3.7676e-06
[5 empty] | 0.575 | 0.95934 | 0.32656 | 9.1062 | 0.00085011 | 0.01148% | 0.4994% | 5.7312e-07 |  |  | 0.575 | 0.575 | 0.95934 | 0.32656 | 9.1062 | 0.0011949 | 0.03226% | 0.4994% | 1.6109e-06 |  |  | 0.575 | 0.95934 | 0.32656 | 9.1062 | 0.0014475 | 0.07814% | 0.4994% | 3.9022e-06
[5 empty] | 0.58 | 0.97467 | 0.32574 | 9.4333 | 0.00088066 | 0.01189% | 0.4994% | 5.9366e-07 |  |  | 0.58 | 0.58 | 0.97467 | 0.32574 | 9.4333 | 0.0012378 | 0.03342% | 0.4994% | 1.6687e-06 |  |  | 0.58 | 0.97467 | 0.32574 | 9.4333 | 0.0014995 | 0.08094% | 0.4994% | 4.042e-06
[5 empty] | 0.585 | 0.99004 | 0.32488 | 9.7732 | 0.00091238 | 0.01232% | 0.4993% | 6.1499e-07 |  |  | 0.585 | 0.585 | 0.99004 | 0.32488 | 9.7732 | 0.0012824 | 0.03462% | 0.4993% | 1.7286e-06 |  |  | 0.585 | 0.99004 | 0.32488 | 9.7732 | 0.0015536 | 0.08386% | 0.4993% | 4.1872e-06
[5 empty] | 0.59 | 1.0054 | 0.32396 | 10.1262 | 0.00094534 | 0.01276% | 0.4993% | 6.3715e-07 |  |  | 0.59 | 0.59 | 1.0054 | 0.32396 | 10.1262 | 0.0013287 | 0.03587% | 0.4993% | 1.7909e-06 |  |  | 0.59 | 1.0054 | 0.32396 | 10.1262 | 0.0016097 | 0.08689% | 0.4993% | 4.338e-06
[5 empty] | 0.595 | 1.0209 | 0.32298 | 10.4931 | 0.00097959 | 0.01322% | 0.4992% | 6.6018e-07 |  |  | 0.595 | 0.595 | 1.0209 | 0.32298 | 10.4931 | 0.0013769 | 0.03717% | 0.4992% | 1.8556e-06 |  |  | 0.595 | 1.0209 | 0.32298 | 10.4931 | 0.001668 | 0.09003% | 0.4992% | 4.4948e-06
[5 empty] | 0.6 | 1.0364 | 0.32195 | 10.8745 | 0.0010152 | 0.0137% | 0.4992% | 6.8411e-07 |  |  | 0.6 | 0.6 | 1.0364 | 0.32195 | 10.8745 | 0.0014269 | 0.03852% | 0.4992% | 1.9229e-06 |  |  | 0.6 | 1.0364 | 0.32195 | 10.8745 | 0.0017286 | 0.0933% | 0.4992% | 4.6576e-06
[5 empty] | 0.605 | 1.052 | 0.32087 | 11.2711 | 0.0010522 | 0.0142% | 0.4992% | 7.0899e-07 |  |  | 0.605 | 0.605 | 1.052 | 0.32087 | 11.2711 | 0.0014789 | 0.03992% | 0.4992% | 1.9928e-06 |  |  | 0.605 | 1.052 | 0.32087 | 11.2711 | 0.0017917 | 0.0967% | 0.4992% | 4.827e-06
[5 empty] | 0.61 | 1.0676 | 0.31973 | 11.6836 | 0.0010907 | 0.01472% | 0.4991% | 7.3487e-07 |  |  | 0.61 | 0.61 | 1.0676 | 0.31973 | 11.6836 | 0.0015331 | 0.04138% | 0.4991% | 2.0655e-06 |  |  | 0.61 | 1.0676 | 0.31973 | 11.6836 | 0.0018572 | 0.1002% | 0.4991% | 5.0031e-06
[5 empty] | 0.615 | 1.0832 | 0.31854 | 12.1128 | 0.0011308 | 0.01526% | 0.4991% | 7.618e-07 |  |  | 0.615 | 0.615 | 1.0832 | 0.31854 | 12.1128 | 0.0015894 | 0.0429% | 0.4991% | 2.1412e-06 |  |  | 0.615 | 1.0832 | 0.31854 | 12.1128 | 0.0019255 | 0.1039% | 0.4991% | 5.1863e-06
[5 empty] | 0.62 | 1.099 | 0.3173 | 12.5595 | 0.0011725 | 0.01583% | 0.499% | 7.8981e-07 |  |  | 0.62 | 0.62 | 1.099 | 0.3173 | 12.5595 | 0.001648 | 0.04449% | 0.499% | 2.2199e-06 |  |  | 0.62 | 1.099 | 0.3173 | 12.5595 | 0.0019965 | 0.1078% | 0.499% | 5.377e-06
[5 empty] | 0.625 | 1.1148 | 0.316 | 13.0245 | 0.0012159 | 0.01641% | 0.499% | 8.1898e-07 |  |  | 0.625 | 0.625 | 1.1148 | 0.316 | 13.0245 | 0.001709 | 0.04613% | 0.499% | 2.3019e-06 |  |  | 0.625 | 1.1148 | 0.316 | 13.0245 | 0.0020704 | 0.1117% | 0.499% | 5.5754e-06
[5 empty] | 0.63 | 1.1306 | 0.31464 | 13.5088 | 0.0012611 | 0.01702% | 0.4989% | 8.4935e-07 |  |  | 0.63 | 0.63 | 1.1306 | 0.31464 | 13.5088 | 0.0017726 | 0.04785% | 0.4989% | 2.3872e-06 |  |  | 0.63 | 1.1306 | 0.31464 | 13.5088 | 0.0021474 | 0.1159% | 0.4989% | 5.7821e-06
[5 empty] | 0.635 | 1.1465 | 0.31323 | 14.0134 | 0.0013082 | 0.01766% | 0.4989% | 8.8098e-07 |  |  | 0.635 | 0.635 | 1.1465 | 0.31323 | 14.0134 | 0.0018388 | 0.04963% | 0.4989% | 2.4761e-06 |  |  | 0.635 | 1.1465 | 0.31323 | 14.0134 | 0.0022276 | 0.1202% | 0.4989% | 5.9973e-06
[5 empty] | 0.64 | 1.1625 | 0.31176 | 14.5393 | 0.0013573 | 0.01832% | 0.4988% | 9.1395e-07 |  |  | 0.64 | 0.64 | 1.1625 | 0.31176 | 14.5393 | 0.0019078 | 0.0515% | 0.4988% | 2.5688e-06 |  |  | 0.64 | 1.1625 | 0.31176 | 14.5393 | 0.0023112 | 0.1247% | 0.4988% | 6.2216e-06
[5 empty] | 0.645 | 1.1786 | 0.31024 | 15.0876 | 0.0014085 | 0.01901% | 0.4988% | 9.4832e-07 |  |  | 0.645 | 0.645 | 1.1786 | 0.31024 | 15.0876 | 0.0019797 | 0.05344% | 0.4988% | 2.6654e-06 |  |  | 0.645 | 1.1786 | 0.31024 | 15.0876 | 0.0023984 | 0.1294% | 0.4988% | 6.4555e-06
[5 empty] | 0.65 | 1.1948 | 0.30867 | 15.6595 | 0.0014619 | 0.01973% | 0.4987% | 9.8416e-07 |  |  | 0.65 | 0.65 | 1.1948 | 0.30867 | 15.6595 | 0.0020548 | 0.05546% | 0.4987% | 2.7661e-06 |  |  | 0.65 | 1.1948 | 0.30867 | 15.6595 | 0.0024893 | 0.1343% | 0.4987% | 6.6993e-06
[5 empty] | 0.655 | 1.211 | 0.30703 | 16.2562 | 0.0015176 | 0.02049% | 0.4987% | 1.0216e-06 |  |  | 0.655 | 0.655 | 1.211 | 0.30703 | 16.2562 | 0.0021331 | 0.05758% | 0.4987% | 2.8712e-06 |  |  | 0.655 | 1.211 | 0.30703 | 16.2562 | 0.0025841 | 0.1394% | 0.4987% | 6.9537e-06
[5 empty] | 0.66 | 1.2273 | 0.30534 | 16.8791 | 0.0015758 | 0.02127% | 0.4986% | 1.0606e-06 |  |  | 0.66 | 0.66 | 1.2273 | 0.30534 | 16.8791 | 0.0022148 | 0.05978% | 0.4986% | 2.9808e-06 |  |  | 0.66 | 1.2273 | 0.30534 | 16.8791 | 0.0026831 | 0.1448% | 0.4986% | 7.2191e-06
[5 empty] | 0.665 | 1.2438 | 0.30359 | 17.5296 | 0.0016365 | 0.02209% | 0.4986% | 1.1013e-06 |  |  | 0.665 | 0.665 | 1.2438 | 0.30359 | 17.5296 | 0.0023002 | 0.06209% | 0.4986% | 3.0953e-06 |  |  | 0.665 | 1.2438 | 0.30359 | 17.5296 | 0.0027865 | 0.1504% | 0.4986% | 7.4963e-06
[5 empty] | 0.67 | 1.2603 | 0.30179 | 18.2091 | 0.0016999 | 0.02295% | 0.4985% | 1.1439e-06 |  |  | 0.67 | 0.67 | 1.2603 | 0.30179 | 18.2091 | 0.0023893 | 0.06449% | 0.4985% | 3.2149e-06 |  |  | 0.67 | 1.2603 | 0.30179 | 18.2091 | 0.0028946 | 0.1562% | 0.4985% | 7.7858e-06
[5 empty] | 0.675 | 1.2769 | 0.29993 | 18.9194 | 0.0017662 | 0.02384% | 0.4984% | 1.1884e-06 |  |  | 0.675 | 0.675 | 1.2769 | 0.29993 | 18.9194 | 0.0024825 | 0.06701% | 0.4984% | 3.3399e-06 |  |  | 0.675 | 1.2769 | 0.29993 | 18.9194 | 0.0030075 | 0.1623% | 0.4984% | 8.0884e-06
[5 empty] | 0.68 | 1.2936 | 0.29801 | 19.6622 | 0.0018356 | 0.02478% | 0.4984% | 1.2349e-06 |  |  | 0.68 | 0.68 | 1.2936 | 0.29801 | 19.6622 | 0.00258 | 0.06964% | 0.4984% | 3.4706e-06 |  |  | 0.68 | 1.2936 | 0.29801 | 19.6622 | 0.0031255 | 0.1686% | 0.4984% | 8.4047e-06
[5 empty] | 0.685 | 1.3105 | 0.29603 | 20.4393 | 0.0019081 | 0.02576% | 0.4983% | 1.2835e-06 |  |  | 0.685 | 0.685 | 1.3105 | 0.29603 | 20.4393 | 0.002682 | 0.07239% | 0.4983% | 3.6072e-06 |  |  | 0.685 | 1.3105 | 0.29603 | 20.4393 | 0.0032491 | 0.1753% | 0.4983% | 8.7355e-06
[5 empty] | 0.69 | 1.3274 | 0.29399 | 21.2527 | 0.0019841 | 0.02678% | 0.4983% | 1.3344e-06 |  |  | 0.69 | 0.69 | 1.3274 | 0.29399 | 21.2527 | 0.0027887 | 0.07527% | 0.4983% | 3.7503e-06 |  |  | 0.69 | 1.3274 | 0.29399 | 21.2527 | 0.0033784 | 0.1823% | 0.4983% | 9.0817e-06
[5 empty] | 0.695 | 1.3445 | 0.2919 | 22.1046 | 0.0020636 | 0.02785% | 0.4982% | 1.3877e-06 |  |  | 0.695 | 0.695 | 1.3445 | 0.2919 | 22.1046 | 0.0029005 | 0.07828% | 0.4982% | 3.9001e-06 |  |  | 0.695 | 1.3445 | 0.2919 | 22.1046 | 0.0035138 | 0.1896% | 0.4982% | 9.4442e-06
[5 empty] | 0.7 | 1.3617 | 0.28974 | 22.9972 | 0.0021469 | 0.02898% | 0.4981% | 1.4436e-06 |  |  | 0.7 | 0.7 | 1.3617 | 0.28974 | 22.9972 | 0.0030176 | 0.08144% | 0.4981% | 4.057e-06 |  |  | 0.7 | 1.3617 | 0.28974 | 22.9972 | 0.0036557 | 0.1972% | 0.4981% | 9.8239e-06
[5 empty] | 0.705 | 1.379 | 0.28753 | 23.933 | 0.0022343 | 0.03016% | 0.4981% | 1.5021e-06 |  |  | 0.705 | 0.705 | 1.379 | 0.28753 | 23.933 | 0.0031404 | 0.08475% | 0.4981% | 4.2214e-06 |  |  | 0.705 | 1.379 | 0.28753 | 23.933 | 0.0038044 | 0.2052% | 0.4981% | 1.0222e-05
[5 empty] | 0.71 | 1.3965 | 0.28525 | 24.9147 | 0.0023259 | 0.0314% | 0.498% | 1.5635e-06 |  |  | 0.71 | 0.71 | 1.3965 | 0.28525 | 24.9147 | 0.0032692 | 0.08823% | 0.498% | 4.3939e-06 |  |  | 0.71 | 1.3965 | 0.28525 | 24.9147 | 0.0039605 | 0.2136% | 0.498% | 1.0639e-05
[5 empty] | 0.715 | 1.4141 | 0.28292 | 25.9451 | 0.0024221 | 0.03269% | 0.4979% | 1.6279e-06 |  |  | 0.715 | 0.715 | 1.4141 | 0.28292 | 25.9451 | 0.0034044 | 0.09188% | 0.4979% | 4.5749e-06 |  |  | 0.715 | 1.4141 | 0.28292 | 25.9451 | 0.0041243 | 0.2225% | 0.4979% | 1.1077e-05
[5 empty] | 0.72 | 1.4318 | 0.28052 | 27.0274 | 0.0025232 | 0.03406% | 0.4979% | 1.6956e-06 |  |  | 0.72 | 0.72 | 1.4318 | 0.28052 | 27.0274 | 0.0035464 | 0.09571% | 0.4979% | 4.765e-06 |  |  | 0.72 | 1.4318 | 0.28052 | 27.0274 | 0.0042963 | 0.2317% | 0.4979% | 1.1537e-05
[5 empty] | 0.725 | 1.4497 | 0.27806 | 28.1648 | 0.0026293 | 0.03549% | 0.4978% | 1.7667e-06 |  |  | 0.725 | 0.725 | 1.4497 | 0.27806 | 28.1648 | 0.0036957 | 0.09973% | 0.4978% | 4.9646e-06 |  |  | 0.725 | 1.4497 | 0.27806 | 28.1648 | 0.0044771 | 0.2415% | 0.4978% | 1.202e-05
[5 empty] | 0.73 | 1.4678 | 0.27554 | 29.3609 | 0.002741 | 0.037% | 0.4977% | 1.8414e-06 |  |  | 0.73 | 0.73 | 1.4678 | 0.27554 | 29.3609 | 0.0038526 | 0.104% | 0.4977% | 5.1746e-06 |  |  | 0.73 | 1.4678 | 0.27554 | 29.3609 | 0.0046673 | 0.2517% | 0.4977% | 1.2528e-05
[5 empty] | 0.735 | 1.486 | 0.27295 | 30.6197 | 0.0028585 | 0.03858% | 0.4976% | 1.92e-06 |  |  | 0.735 | 0.735 | 1.486 | 0.27295 | 30.6197 | 0.0040178 | 0.1084% | 0.4976% | 5.3955e-06 |  |  | 0.735 | 1.486 | 0.27295 | 30.6197 | 0.0048674 | 0.2625% | 0.4976% | 1.3063e-05
[5 empty] | 0.74 | 1.5044 | 0.2703 | 31.9454 | 0.0029823 | 0.04025% | 0.4976% | 2.0028e-06 |  |  | 0.74 | 0.74 | 1.5044 | 0.2703 | 31.9454 | 0.0041917 | 0.1131% | 0.4976% | 5.628e-06 |  |  | 0.74 | 1.5044 | 0.2703 | 31.9454 | 0.0050781 | 0.2738% | 0.4976% | 1.3625e-05
[5 empty] | 0.745 | 1.523 | 0.26759 | 33.3426 | 0.0031127 | 0.04201% | 0.4975% | 2.09e-06 |  |  | 0.745 | 0.745 | 1.523 | 0.26759 | 33.3426 | 0.0043751 | 0.1181% | 0.4975% | 5.873e-06 |  |  | 0.745 | 1.523 | 0.26759 | 33.3426 | 0.0053002 | 0.2858% | 0.4975% | 1.4218e-05
[5 empty] | 0.75 | 1.5418 | 0.26481 | 34.8162 | 0.0032503 | 0.04387% | 0.4974% | 2.182e-06 |  |  | 0.75 | 0.75 | 1.5418 | 0.26481 | 34.8162 | 0.0045684 | 0.1233% | 0.4974% | 6.1314e-06 |  |  | 0.75 | 1.5418 | 0.26481 | 34.8162 | 0.0055345 | 0.2984% | 0.4974% | 1.4843e-05
[5 empty] | 0.755 | 1.5608 | 0.26197 | 36.3718 | 0.0033955 | 0.04583% | 0.4973% | 2.2791e-06 |  |  | 0.755 | 0.755 | 1.5608 | 0.26197 | 36.3718 | 0.0047726 | 0.1288% | 0.4973% | 6.404e-06 |  |  | 0.755 | 1.5608 | 0.26197 | 36.3718 | 0.0057817 | 0.3117% | 0.4973% | 1.5502e-05
[5 empty] | 0.76 | 1.58 | 0.25906 | 38.0152 | 0.0035489 | 0.0479% | 0.4972% | 2.3816e-06 |  |  | 0.76 | 0.76 | 1.58 | 0.25906 | 38.0152 | 0.0049882 | 0.1346% | 0.4972% | 6.6919e-06 |  |  | 0.76 | 1.58 | 0.25906 | 38.0152 | 0.006043 | 0.3258% | 0.4972% | 1.6198e-05
[5 empty] | 0.765 | 1.5994 | 0.25608 | 39.7529 | 0.0037112 | 0.05009% | 0.4971% | 2.4899e-06 |  |  | 0.765 | 0.765 | 1.5994 | 0.25608 | 39.7529 | 0.0052162 | 0.1407% | 0.4971% | 6.9962e-06 |  |  | 0.765 | 1.5994 | 0.25608 | 39.7529 | 0.0063192 | 0.3407% | 0.4971% | 1.6934e-05
[5 empty] | 0.77 | 1.619 | 0.25304 | 41.592 | 0.0038829 | 0.0524% | 0.497% | 2.6045e-06 |  |  | 0.77 | 0.77 | 1.619 | 0.25304 | 41.592 | 0.0054575 | 0.1472% | 0.497% | 7.3182e-06 |  |  | 0.77 | 1.619 | 0.25304 | 41.592 | 0.0066115 | 0.3564% | 0.497% | 1.7713e-05
[5 empty] | 0.775 | 1.6389 | 0.24993 | 43.5403 | 0.0040647 | 0.05486% | 0.4969% | 2.7259e-06 |  |  | 0.775 | 0.775 | 1.6389 | 0.24993 | 43.5403 | 0.0057132 | 0.1541% | 0.4969% | 7.6591e-06 |  |  | 0.775 | 1.6389 | 0.24993 | 43.5403 | 0.0069213 | 0.3731% | 0.4969% | 1.8537e-05
[5 empty] | 0.78 | 1.659 | 0.24674 | 45.6064 | 0.0042576 | 0.05746% | 0.4968% | 2.8546e-06 |  |  | 0.78 | 0.78 | 1.659 | 0.24674 | 45.6064 | 0.0059843 | 0.1614% | 0.4968% | 8.0205e-06 |  |  | 0.78 | 1.659 | 0.24674 | 45.6064 | 0.0072497 | 0.3907% | 0.4968% | 1.9411e-05
[5 empty] | 0.785 | 1.6794 | 0.24349 | 47.7995 | 0.0044624 | 0.06022% | 0.4967% | 2.9912e-06 |  |  | 0.785 | 0.785 | 1.6794 | 0.24349 | 47.7995 | 0.0062721 | 0.1692% | 0.4967% | 8.4039e-06 |  |  | 0.785 | 1.6794 | 0.24349 | 47.7995 | 0.0075983 | 0.4095% | 0.4967% | 2.0337e-05
[5 empty] | 0.79 | 1.7001 | 0.24017 | 50.1302 | 0.0046799 | 0.06316% | 0.4966% | 3.1362e-06 |  |  | 0.79 | 0.79 | 1.7001 | 0.24017 | 50.1302 | 0.0065779 | 0.1774% | 0.4966% | 8.8112e-06 |  |  | 0.79 | 1.7001 | 0.24017 | 50.1302 | 0.0079688 | 0.4294% | 0.4966% | 2.1322e-05
[5 empty] | 0.795 | 1.7211 | 0.23677 | 52.6097 | 0.0049114 | 0.06628% | 0.4964% | 3.2905e-06 |  |  | 0.795 | 0.795 | 1.7211 | 0.23677 | 52.6097 | 0.0069032 | 0.1862% | 0.4964% | 9.2443e-06 |  |  | 0.795 | 1.7211 | 0.23677 | 52.6097 | 0.0083629 | 0.4506% | 0.4964% | 2.2368e-05
[5 empty] | 0.8 | 1.7423 | 0.2333 | 55.2509 | 0.005158 | 0.06961% | 0.4963% | 3.4547e-06 |  |  | 0.8 | 0.8 | 1.7423 | 0.2333 | 55.2509 | 0.0072498 | 0.1956% | 0.4963% | 9.7054e-06 |  |  | 0.8 | 1.7423 | 0.2333 | 55.2509 | 0.0087828 | 0.4731% | 0.4963% | 2.3483e-05
[5 empty] | 0.805 | 1.7639 | 0.22976 | 58.0677 | 0.005421 | 0.07316% | 0.4962% | 3.6298e-06 |  |  | 0.805 | 0.805 | 1.7639 | 0.22976 | 58.0677 | 0.0076194 | 0.2055% | 0.4962% | 1.0197e-05 |  |  | 0.805 | 1.7639 | 0.22976 | 58.0677 | 0.0092306 | 0.4972% | 0.4962% | 2.467e-05
[5 empty] | 0.81 | 1.7859 | 0.22614 | 61.0758 | 0.0057018 | 0.07694% | 0.496% | 3.8166e-06 |  |  | 0.81 | 0.81 | 1.7859 | 0.22614 | 61.0758 | 0.0080141 | 0.2161% | 0.496% | 1.0721e-05 |  |  | 0.81 | 1.7859 | 0.22614 | 61.0758 | 0.0097087 | 0.5229% | 0.496% | 2.5937e-05
[5 empty] | 0.815 | 1.8082 | 0.22244 | 64.2927 | 0.0060021 | 0.081% | 0.4959% | 4.0164e-06 |  |  | 0.815 | 0.815 | 1.8082 | 0.22244 | 64.2927 | 0.0084362 | 0.2275% | 0.4959% | 1.1282e-05 |  |  | 0.815 | 1.8082 | 0.22244 | 64.2927 | 0.01022 | 0.5504% | 0.4959% | 2.7291e-05
[5 empty] | 0.82 | 1.8308 | 0.21867 | 67.7379 | 0.0063237 | 0.08533% | 0.4957% | 4.2302e-06 |  |  | 0.82 | 0.82 | 1.8308 | 0.21867 | 67.7379 | 0.0088883 | 0.2397% | 0.4957% | 1.1882e-05 |  |  | 0.82 | 1.8308 | 0.21867 | 67.7379 | 0.010768 | 0.5798% | 0.4957% | 2.874e-05
[5 empty] | 0.825 | 1.8539 | 0.21481 | 71.4333 | 0.0066687 | 0.08999% | 0.4956% | 4.4593e-06 |  |  | 0.825 | 0.825 | 1.8539 | 0.21481 | 71.4333 | 0.0093732 | 0.2528% | 0.4956% | 1.2525e-05 |  |  | 0.825 | 1.8539 | 0.21481 | 71.4333 | 0.011355 | 0.6113% | 0.4956% | 3.0293e-05
[5 empty] | 0.83 | 1.8774 | 0.21088 | 75.4036 | 0.0070394 | 0.09499% | 0.4954% | 4.7054e-06 |  |  | 0.83 | 0.83 | 1.8774 | 0.21088 | 75.4036 | 0.0098942 | 0.2668% | 0.4954% | 1.3216e-05 |  |  | 0.83 | 1.8774 | 0.21088 | 75.4036 | 0.011986 | 0.6452% | 0.4954% | 3.196e-05
[5 empty] | 0.835 | 1.9013 | 0.20686 | 79.6765 | 0.0074383 | 0.1004% | 0.4952% | 4.97e-06 |  |  | 0.835 | 0.835 | 1.9013 | 0.20686 | 79.6765 | 0.010455 | 0.2819% | 0.4952% | 1.3959e-05 |  |  | 0.835 | 1.9013 | 0.20686 | 79.6765 | 0.012666 | 0.6816% | 0.4952% | 3.3752e-05
[5 empty] | 0.84 | 1.9257 | 0.20276 | 84.2836 | 0.0078684 | 0.1062% | 0.495% | 5.2552e-06 |  |  | 0.84 | 0.84 | 1.9257 | 0.20276 | 84.2836 | 0.011059 | 0.2982% | 0.495% | 1.4759e-05 |  |  | 0.84 | 1.9257 | 0.20276 | 84.2836 | 0.013398 | 0.7209% | 0.495% | 3.5683e-05
[5 empty] | 0.845 | 1.9507 | 0.19857 | 89.2607 | 0.008333 | 0.1124% | 0.4948% | 5.563e-06 |  |  | 0.845 | 0.845 | 1.9507 | 0.19857 | 89.2607 | 0.011712 | 0.3157% | 0.4948% | 1.5622e-05 |  |  | 0.845 | 1.9507 | 0.19857 | 89.2607 | 0.014189 | 0.7633% | 0.4948% | 3.7766e-05
[5 empty] | 0.85 | 1.9761 | 0.1943 | 94.6485 | 0.008836 | 0.1192% | 0.4946% | 5.8959e-06 |  |  | 0.85 | 0.85 | 1.9761 | 0.1943 | 94.6485 | 0.012419 | 0.3348% | 0.4946% | 1.6556e-05 |  |  | 0.85 | 1.9761 | 0.1943 | 94.6485 | 0.015046 | 0.8092% | 0.4946% | 4.0018e-05
[5 empty] | 0.855 | 2.0021 | 0.18994 | 100.4939 | 0.0093817 | 0.1266% | 0.4943% | 6.2568e-06 |  |  | 0.855 | 0.855 | 2.0021 | 0.18994 | 100.4939 | 0.013186 | 0.3554% | 0.4943% | 1.7568e-05 |  |  | 0.855 | 2.0021 | 0.18994 | 100.4939 | 0.015975 | 0.8589% | 0.4943% | 4.2459e-05
[5 empty] | 0.86 | 2.0288 | 0.18548 | 106.8506 | 0.0099751 | 0.1346% | 0.4941% | 6.6489e-06 |  |  | 0.86 | 0.86 | 2.0288 | 0.18548 | 106.8506 | 0.014021 | 0.3778% | 0.4941% | 1.8668e-05 |  |  | 0.86 | 2.0288 | 0.18548 | 106.8506 | 0.016985 | 0.913% | 0.4941% | 4.5109e-05
[5 empty] | 0.865 | 2.0561 | 0.18093 | 113.7808 | 0.010622 | 0.1433% | 0.4938% | 7.0759e-06 |  |  | 0.865 | 0.865 | 2.0561 | 0.18093 | 113.7808 | 0.01493 | 0.4023% | 0.4938% | 1.9865e-05 |  |  | 0.865 | 2.0561 | 0.18093 | 113.7808 | 0.018087 | 0.9719% | 0.4938% | 4.7994e-05
[5 empty] | 0.87 | 2.0841 | 0.17629 | 121.3565 | 0.011329 | 0.1528% | 0.4935% | 7.5422e-06 |  |  | 0.87 | 0.87 | 2.0841 | 0.17629 | 121.3565 | 0.015924 | 0.429% | 0.4935% | 2.1172e-05 |  |  | 0.87 | 2.0841 | 0.17629 | 121.3565 | 0.019291 | 1.036% | 0.4935% | 5.1142e-05
[5 empty] | 0.875 | 2.1128 | 0.17154 | 129.6621 | 0.012105 | 0.1633% | 0.4932% | 8.0528e-06 |  |  | 0.875 | 0.875 | 2.1128 | 0.17154 | 129.6621 | 0.017014 | 0.4583% | 0.4932% | 2.2604e-05 |  |  | 0.875 | 2.1128 | 0.17154 | 129.6621 | 0.020611 | 1.107% | 0.4932% | 5.4588e-05
[5 empty] | 0.88 | 2.1424 | 0.1667 | 138.7963 | 0.012957 | 0.1748% | 0.4928% | 8.6136e-06 |  |  | 0.88 | 0.88 | 2.1424 | 0.1667 | 138.7963 | 0.018212 | 0.4905% | 0.4928% | 2.4175e-05 |  |  | 0.88 | 2.1424 | 0.1667 | 138.7963 | 0.022063 | 1.184% | 0.4928% | 5.837e-05
[5 empty] | 0.885 | 2.1728 | 0.16175 | 148.8759 | 0.013898 | 0.1875% | 0.4925% | 9.2316e-06 |  |  | 0.885 | 0.885 | 2.1728 | 0.16175 | 148.8759 | 0.019535 | 0.5261% | 0.4925% | 2.5907e-05 |  |  | 0.885 | 2.1728 | 0.16175 | 148.8759 | 0.023666 | 1.27% | 0.4925% | 6.2535e-05
[5 empty] | 0.89 | 2.2042 | 0.1567 | 160.0396 | 0.014941 | 0.2015% | 0.4921% | 9.9151e-06 |  |  | 0.89 | 0.89 | 2.2042 | 0.1567 | 160.0396 | 0.021 | 0.5654% | 0.4921% | 2.7821e-05 |  |  | 0.89 | 2.2042 | 0.1567 | 160.0396 | 0.02544 | 1.364% | 0.4921% | 6.7138e-05
[5 empty] | 0.895 | 2.2367 | 0.15153 | 172.4536 | 0.0161 | 0.2171% | 0.4916% | 1.0674e-05 |  |  | 0.895 | 0.895 | 2.2367 | 0.15153 | 172.4536 | 0.022629 | 0.6091% | 0.4916% | 2.9946e-05 |  |  | 0.895 | 2.2367 | 0.15153 | 172.4536 | 0.027414 | 1.469% | 0.4916% | 7.2242e-05
[5 empty] | 0.9 | 2.2703 | 0.14625 | 186.3184 | 0.017394 | 0.2345% | 0.4912% | 1.152e-05 |  |  | 0.9 | 0.9 | 2.2703 | 0.14625 | 186.3184 | 0.024448 | 0.6579% | 0.4912% | 3.2314e-05 |  |  | 0.9 | 2.2703 | 0.14625 | 186.3184 | 0.029618 | 1.587% | 0.4912% | 7.7927e-05
[5 empty] | 0.905 | 2.3051 | 0.14085 | 201.8779 | 0.018846 | 0.2541% | 0.4906% | 1.2467e-05 |  |  | 0.905 | 0.905 | 2.3051 | 0.14085 | 201.8779 | 0.02649 | 0.7127% | 0.4906% | 3.4965e-05 |  |  | 0.905 | 2.3051 | 0.14085 | 201.8779 | 0.032091 | 1.718% | 0.4906% | 8.4287e-05
[5 empty] | 0.91 | 2.3413 | 0.13533 | 219.4319 | 0.020485 | 0.2762% | 0.49% | 1.3533e-05 |  |  | 0.91 | 0.91 | 2.3413 | 0.13533 | 219.4319 | 0.028793 | 0.7744% | 0.49% | 3.7948e-05 |  |  | 0.91 | 2.3413 | 0.13533 | 219.4319 | 0.034881 | 1.866% | 0.49% | 9.1438e-05
[5 empty] | 0.915 | 2.379 | 0.12967 | 239.3527 | 0.022345 | 0.3012% | 0.4894% | 1.474e-05 |  |  | 0.915 | 0.915 | 2.379 | 0.12967 | 239.3527 | 0.031407 | 0.8444% | 0.4894% | 4.1323e-05 |  |  | 0.915 | 2.379 | 0.12967 | 239.3527 | 0.038048 | 2.034% | 0.4894% | 9.952e-05
[5 empty] | 0.92 | 2.4185 | 0.12389 | 262.1076 | 0.024469 | 0.3298% | 0.4886% | 1.6115e-05 |  |  | 0.92 | 0.92 | 2.4185 | 0.12389 | 262.1076 | 0.034393 | 0.9243% | 0.4886% | 4.5165e-05 |  |  | 0.92 | 2.4185 | 0.12389 | 262.1076 | 0.041665 | 2.225% | 0.4886% | 0.00010871
[5 empty] | 0.925 | 2.4598 | 0.11796 | 288.2913 | 0.026914 | 0.3627% | 0.4878% | 1.7691e-05 |  |  | 0.925 | 0.925 | 2.4598 | 0.11796 | 288.2913 | 0.037828 | 1.016% | 0.4878% | 4.9569e-05 |  |  | 0.925 | 2.4598 | 0.11796 | 288.2913 | 0.045827 | 2.444% | 0.4878% | 0.00011923
[5 empty] | 0.93 | 2.5033 | 0.11189 | 318.6713 | 0.02975 | 0.4008% | 0.4868% | 1.9514e-05 |  |  | 0.93 | 0.93 | 2.5033 | 0.11189 | 318.6713 | 0.041815 | 1.123% | 0.4868% | 5.4656e-05 |  |  | 0.93 | 2.5033 | 0.11189 | 318.6713 | 0.050657 | 2.698% | 0.4868% | 0.00013137
[5 empty] | 0.935 | 2.5493 | 0.10566 | 354.255 | 0.033072 | 0.4455% | 0.4858% | 2.1639e-05 |  |  | 0.935 | 0.935 | 2.5493 | 0.10566 | 354.255 | 0.046484 | 1.247% | 0.4858% | 6.0585e-05 |  |  | 0.935 | 2.5493 | 0.10566 | 354.255 | 0.056313 | 2.995% | 0.4858% | 0.00014549
[5 empty] | 0.94 | 2.5981 | 0.099269 | 396.3894 | 0.037005 | 0.4983% | 0.4845% | 2.4144e-05 |  |  | 0.94 | 0.94 | 2.5981 | 0.099269 | 396.3894 | 0.052013 | 1.395% | 0.4845% | 6.7564e-05 |  |  | 0.94 | 2.5981 | 0.099269 | 396.3894 | 0.063011 | 3.345% | 0.4845% | 0.00016208
[5 empty] | 0.945 | 2.6502 | 0.092701 | 446.9156 | 0.041722 | 0.5617% | 0.483% | 2.7129e-05 |  |  | 0.945 | 0.945 | 2.6502 | 0.092701 | 446.9156 | 0.058642 | 1.571% | 0.483% | 7.5874e-05 |  |  | 0.945 | 2.6502 | 0.092701 | 446.9156 | 0.071043 | 3.764% | 0.483% | 0.00018179
[5 empty] | 0.95 | 2.7062 | 0.085946 | 508.4147 | 0.047463 | 0.6387% | 0.4812% | 3.0737e-05 |  |  | 0.95 | 0.95 | 2.7062 | 0.085946 | 508.4147 | 0.066712 | 1.785% | 0.4812% | 8.5906e-05 |  |  | 0.95 | 2.7062 | 0.085946 | 508.4147 | 0.080819 | 4.27% | 0.4812% | 0.0002055
[5 empty] | 0.955 | 2.7669 | 0.078989 | 584.6164 | 0.054577 | 0.7341% | 0.4791% | 3.5169e-05 |  |  | 0.955 | 0.955 | 2.7669 | 0.078989 | 584.6164 | 0.076711 | 2.05% | 0.4791% | 9.8209e-05 |  |  | 0.955 | 2.7669 | 0.078989 | 584.6164 | 0.092932 | 4.894% | 0.4791% | 0.00023449
[5 empty] | 0.96 | 2.8332 | 0.071811 | 681.1097 | 0.063585 | 0.8547% | 0.4764% | 4.0723e-05 |  |  | 0.96 | 0.96 | 2.8332 | 0.071811 | 681.1097 | 0.089372 | 2.384% | 0.4764% | 0.00011359 |  |  | 0.96 | 2.8332 | 0.071811 | 681.1097 | 0.10827 | 5.679% | 0.4764% | 0.00027057
[5 empty] | 0.965 | 2.9067 | 0.064392 | 806.6527 | 0.075306 | 1.011% | 0.4731% | 4.7851e-05 |  |  | 0.965 | 0.965 | 2.9067 | 0.064392 | 806.6527 | 0.10585 | 2.817% | 0.4731% | 0.00013329 |  |  | 0.965 | 2.9067 | 0.064392 | 806.6527 | 0.12823 | 6.69% | 0.4731% | 0.00031649
[5 empty] | 0.97 | 2.9893 | 0.056702 | 975.7669 | 0.091093 | 1.222% | 0.4687% | 5.7285e-05 |  |  | 0.97 | 0.97 | 2.9893 | 0.056702 | 975.7669 | 0.12804 | 3.398% | 0.4687% | 0.00015926 |  |  | 0.97 | 2.9893 | 0.056702 | 975.7669 | 0.15511 | 8.035% | 0.4687% | 0.00037658
[5 empty] | 0.975 | 3.0844 | 0.048704 | 1214.3686 | 0.11337 | 1.519% | 0.4627% | 7.0278e-05 |  |  | 0.975 | 0.975 | 3.0844 | 0.048704 | 1214.3686 | 0.15934 | 4.211% | 0.4627% | 0.00019485 |  |  | 0.975 | 3.0844 | 0.048704 | 1214.3686 | 0.19304 | 9.899% | 0.4627% | 0.00045805
[5 empty] | 0.98 | 3.1969 | 0.040348 | 1573.5931 | 0.1469 | 1.964% | 0.4541% | 8.9168e-05 |  |  | 0.98 | 0.98 | 3.1969 | 0.040348 | 1573.5931 | 0.20648 | 5.422% | 0.4541% | 0.00024623 |  |  | 0.98 | 3.1969 | 0.040348 | 1573.5931 | 0.25014 | 12.64% | 0.4541% | 0.00057375
[5 empty] | 0.985 | 3.3365 | 0.031559 | 2170.2123 | 0.2026 | 2.698% | 0.4406% | 0.00011887 |  |  | 0.985 | 0.985 | 3.3365 | 0.031559 | 2170.2123 | 0.28477 | 7.401% | 0.4406% | 0.00032606 |  |  | 0.985 | 3.3365 | 0.031559 | 2170.2123 | 0.34498 | 17% | 0.4406% | 0.00074886
[5 empty] | 0.99 | 3.524 | 0.02221 | 3342.0367 | 0.312 | 4.125% | 0.4165% | 0.00017177 |  |  | 0.99 | 0.99 | 3.524 | 0.02221 | 3342.0367 | 0.43853 | 11.17% | 0.4165% | 0.00046503 |  |  | 0.99 | 3.524 | 0.02221 | 3342.0367 | 0.53126 | 24.94% | 0.4165% | 0.0010386
[5 empty] | 0.995 | 3.8234 | 0.01205 | 6658.692 | 0.62163 | 8.049% | 0.3607% | 0.00029038 |  |  | 0.995 | 0.995 | 3.8234 | 0.01205 | 6658.692 | 0.87373 | 21.01% | 0.3607% | 0.00075809 |  |  | 0.995 | 3.8234 | 0.01205 | 6658.692 | 1.0585 | 43.54% | 0.3607% | 0.0015706
|  |  |  | 2 | TB: Standing, Speaking | 0.25 | hr | 0.49136 | 1.3 |  |  | R(ERq) |  |  |  | TB: Standing, Speaking | 0.5 | hr | 0.49136 | 1.3 |  |  | R(ERq) |  |  | TB: Standing, Speaking | 1 | hr | 0.49136 | 1.3 |  |  | R(ERq)
[5 empty] | Percentile Increment | log10ERq | pdf log10ERq | ERq | Avg quanta/m3 | PI(ERq) | PERq | PI(ERq)*PERq | Risk = | 0.0011984 |  | Percentile Increment | log10ERq | pdf log10ERq | ERq | Avg quanta/m3 | PI(ERq) | PERq | PI(ERq)*PERq | Risk = | 0.0032706 | Percentile Increment | log10ERq | pdf log10ERq | ERq | Avg quanta/m3 | PI(ERq) | PERq | PI(ERq)*PERq | Risk = | 0.0074593
[5 empty] | 0.005 | -2.8572 | 0.011123 | 0.0013893 | 1.297e-07 | 1.751e-06% |  | 0 | Percentile = | 0.87 |  | 0.005 | -2.8572 | 0.011123 | 0.0013893 | 1.8229e-07 | 4.922e-06% |  | 0 | Percentile = | 0.87 | 0.005 | -2.8572 | 0.011123 | 0.0013893 | 2.2084e-07 | 1.193e-05% |  | 0 | Percentile = | 0.865
[5 empty] | 0.01 | -2.5329 | 0.020502 | 0.0029316 | 2.7368e-07 | 3.695e-06% | 0.6649% | 2.4567e-10 | R(ERq)max = | 0.03012% |  | 0.01 | -2.5329 | 0.020502 | 0.0029316 | 3.8468e-07 | 1.039e-05% | 0.6649% | 6.9061e-10 | R(ERq)max = | 0.07841% | 0.01 | -2.5329 | 0.020502 | 0.0029316 | 4.6602e-07 | 2.516e-05% | 0.6649% | 1.6733e-09 | R(ERq)max = | 0.1615%
[5 empty] | 0.015 | -2.3298 | 0.029131 | 0.00468 | 4.369e-07 | 5.898e-06% | 0.5918% | 3.4903e-10 | PI 90% = | 0.1809% |  | 0.015 | -2.3298 | 0.029131 | 0.00468 | 6.1409e-07 | 1.658e-05% | 0.5918% | 9.8115e-10 | PI 90% = | 0.5077% | 0.015 | -2.3298 | 0.029131 | 0.00468 | 7.4394e-07 | 4.017e-05% | 0.5918% | 2.3772e-09 | PI 90% = | 1.226%
[5 empty] | 0.02 | -2.1785 | 0.037245 | 0.0066296 | 6.1891e-07 | 8.355e-06% | 0.5633% | 4.7066e-10 | Percentile = | 0.9 |  | 0.02 | -2.1785 | 0.037245 | 0.0066296 | 8.6991e-07 | 2.349e-05% | 0.5633% | 1.3231e-09 | Percentile = | 0.9 | 0.02 | -2.1785 | 0.037245 | 0.0066296 | 1.0539e-06 | 5.691e-05% | 0.5633% | 3.2057e-09 | Percentile = | 0.9
[5 empty] | 0.025 | -2.0566 | 0.044958 | 0.0087783 | 8.195e-07 | 1.106e-05% | 0.5481% | 6.0641e-10 |  |  |  | 0.025 | -2.0566 | 0.044958 | 0.0087783 | 1.1518e-06 | 3.11e-05% | 0.5481% | 1.7047e-09 |  |  | 0.025 | -2.0566 | 0.044958 | 0.0087783 | 1.3954e-06 | 7.535e-05% | 0.5481% | 4.1302e-09
[5 empty] | 0.03 | -1.9537 | 0.05234 | 0.011126 | 1.0387e-06 | 1.402e-05% | 0.5387% | 7.5534e-10 |  |  |  | 0.03 | -1.9537 | 0.05234 | 0.011126 | 1.4599e-06 | 3.942e-05% | 0.5387% | 2.1233e-09 |  |  | 0.03 | -1.9537 | 0.05234 | 0.011126 | 1.7686e-06 | 9.55e-05% | 0.5387% | 5.1447e-09
[5 empty] | 0.035 | -1.8641 | 0.059439 | 0.013673 | 1.2765e-06 | 1.723e-05% | 0.5323% | 9.1722e-10 |  |  |  | 0.035 | -1.8641 | 0.059439 | 0.013673 | 1.7942e-06 | 4.844e-05% | 0.5323% | 2.5784e-09 |  |  | 0.035 | -1.8641 | 0.059439 | 0.013673 | 2.1736e-06 | 0.0001174% | 0.5323% | 6.2472e-09
[5 empty] | 0.04 | -1.7845 | 0.066288 | 0.016424 | 1.5332e-06 | 2.07e-05% | 0.5276% | 1.0921e-09 |  |  |  | 0.04 | -1.7845 | 0.066288 | 0.016424 | 2.155e-06 | 5.819e-05% | 0.5276% | 3.0699e-09 |  |  | 0.04 | -1.7845 | 0.066288 | 0.016424 | 2.6107e-06 | 0.000141% | 0.5276% | 7.438e-09
[5 empty] | 0.045 | -1.7127 | 0.072913 | 0.01938 | 1.8092e-06 | 2.442e-05% | 0.5241% | 1.28e-09 |  |  |  | 0.045 | -1.7127 | 0.072913 | 0.01938 | 2.5429e-06 | 6.866e-05% | 0.5241% | 3.5981e-09 |  |  | 0.045 | -1.7127 | 0.072913 | 0.01938 | 3.0806e-06 | 0.0001664% | 0.5241% | 8.7179e-09
[5 empty] | 0.05 | -1.6469 | 0.079335 | 0.022545 | 2.1047e-06 | 2.841e-05% | 0.5213% | 1.4812e-09 |  |  |  | 0.05 | -1.6469 | 0.079335 | 0.022545 | 2.9583e-06 | 7.987e-05% | 0.5213% | 4.1637e-09 |  |  | 0.05 | -1.6469 | 0.079335 | 0.022545 | 3.5838e-06 | 0.0001935% | 0.5213% | 1.0088e-08
[5 empty] | 0.055 | -1.5863 | 0.085571 | 0.025925 | 2.4202e-06 | 3.267e-05% | 0.5191% | 1.6959e-09 |  |  |  | 0.055 | -1.5863 | 0.085571 | 0.025925 | 3.4017e-06 | 9.185e-05% | 0.5191% | 4.7674e-09 |  |  | 0.055 | -1.5863 | 0.085571 | 0.025925 | 4.121e-06 | 0.0002225% | 0.5191% | 1.1551e-08
[5 empty] | 0.06 | -1.5298 | 0.091633 | 0.029523 | 2.7561e-06 | 3.721e-05% | 0.5172% | 1.9245e-09 |  |  |  | 0.06 | -1.5298 | 0.091633 | 0.029523 | 3.8739e-06 | 0.0001046% | 0.5172% | 5.4099e-09 |  |  | 0.06 | -1.5298 | 0.091633 | 0.029523 | 4.693e-06 | 0.0002534% | 0.5172% | 1.3108e-08
[5 empty] | 0.065 | -1.477 | 0.097534 | 0.033345 | 3.1129e-06 | 4.202e-05% | 0.5157% | 2.1672e-09 |  |  |  | 0.065 | -1.477 | 0.097534 | 0.033345 | 4.3754e-06 | 0.0001181% | 0.5157% | 6.0922e-09 |  |  | 0.065 | -1.477 | 0.097534 | 0.033345 | 5.3006e-06 | 0.0002862% | 0.5157% | 1.4761e-08
[5 empty] | 0.07 | -1.4272 | 0.10328 | 0.037397 | 3.4912e-06 | 4.713e-05% | 0.5144% | 2.4244e-09 |  |  |  | 0.07 | -1.4272 | 0.10328 | 0.037397 | 4.907e-06 | 0.0001325% | 0.5144% | 6.8152e-09 |  |  | 0.07 | -1.4272 | 0.10328 | 0.037397 | 5.9447e-06 | 0.000321% | 0.5144% | 1.6513e-08
[5 empty] | 0.075 | -1.38 | 0.10889 | 0.041684 | 3.8915e-06 | 5.253e-05% | 0.5133% | 2.6965e-09 |  |  |  | 0.075 | -1.38 | 0.10889 | 0.041684 | 5.4696e-06 | 0.0001477% | 0.5133% | 7.58e-09 |  |  | 0.075 | -1.38 | 0.10889 | 0.041684 | 6.6262e-06 | 0.0003578% | 0.5133% | 1.8366e-08
[5 empty] | 0.08 | -1.3352 | 0.11436 | 0.046213 | 4.3143e-06 | 5.824e-05% | 0.5123% | 2.9838e-09 |  |  |  | 0.08 | -1.3352 | 0.11436 | 0.046213 | 6.0639e-06 | 0.0001637% | 0.5123% | 8.3877e-09 |  |  | 0.08 | -1.3352 | 0.11436 | 0.046213 | 7.3462e-06 | 0.0003967% | 0.5123% | 2.0323e-08
[5 empty] | 0.085 | -1.2925 | 0.1197 | 0.050991 | 4.7603e-06 | 6.426e-05% | 0.5115% | 3.2868e-09 |  |  |  | 0.085 | -1.2925 | 0.1197 | 0.050991 | 6.6909e-06 | 0.0001807% | 0.5115% | 9.2396e-09 |  |  | 0.085 | -1.2925 | 0.1197 | 0.050991 | 8.1057e-06 | 0.0004377% | 0.5115% | 2.2387e-08
[5 empty] | 0.09 | -1.2516 | 0.12492 | 0.056025 | 5.2302e-06 | 7.061e-05% | 0.5107% | 3.6059e-09 |  |  |  | 0.09 | -1.2516 | 0.12492 | 0.056025 | 7.3513e-06 | 0.0001985% | 0.5107% | 1.0137e-08 |  |  | 0.09 | -1.2516 | 0.12492 | 0.056025 | 8.9058e-06 | 0.0004809% | 0.5107% | 2.456e-08
[5 empty] | 0.095 | -1.2124 | 0.13001 | 0.061321 | 5.7247e-06 | 7.728e-05% | 0.51% | 3.9416e-09 |  |  |  | 0.095 | -1.2124 | 0.13001 | 0.061321 | 8.0463e-06 | 0.0002172% | 0.51% | 1.108e-08 |  |  | 0.095 | -1.2124 | 0.13001 | 0.061321 | 9.7477e-06 | 0.0005264% | 0.51% | 2.6847e-08
[5 empty] | 0.1 | -1.1747 | 0.135 | 0.066887 | 6.2443e-06 | 8.43e-05% | 0.5094% | 4.2944e-09 |  |  |  | 0.1 | -1.1747 | 0.135 | 0.066887 | 8.7767e-06 | 0.000237% | 0.5094% | 1.2072e-08 |  |  | 0.1 | -1.1747 | 0.135 | 0.066887 | 1.0633e-05 | 0.0005742% | 0.5094% | 2.9249e-08
[5 empty] | 0.105 | -1.1383 | 0.13987 | 0.072732 | 6.79e-06 | 9.166e-05% | 0.5089% | 4.6647e-09 |  |  |  | 0.105 | -1.1383 | 0.13987 | 0.072732 | 9.5436e-06 | 0.0002577% | 0.5089% | 1.3113e-08 |  |  | 0.105 | -1.1383 | 0.13987 | 0.072732 | 1.1562e-05 | 0.0006243% | 0.5089% | 3.1771e-08
[5 empty] | 0.11 | -1.1031 | 0.14464 | 0.078863 | 7.3623e-06 | 9.939e-05% | 0.5084% | 5.053e-09 |  |  |  | 0.11 | -1.1031 | 0.14464 | 0.078863 | 1.0348e-05 | 0.0002794% | 0.5084% | 1.4205e-08 |  |  | 0.11 | -1.1031 | 0.14464 | 0.078863 | 1.2536e-05 | 0.000677% | 0.5084% | 3.4416e-08
[5 empty] | 0.115 | -1.0691 | 0.14931 | 0.085289 | 7.9623e-06 | 0.0001075% | 0.508% | 5.46e-09 |  |  |  | 0.115 | -1.0691 | 0.14931 | 0.085289 | 1.1191e-05 | 0.0003022% | 0.508% | 1.5349e-08 |  |  | 0.115 | -1.0691 | 0.14931 | 0.085289 | 1.3558e-05 | 0.0007321% | 0.508% | 3.7188e-08
[5 empty] | 0.12 | -1.0361 | 0.15388 | 0.092019 | 8.5905e-06 | 0.000116% | 0.5075% | 5.8861e-09 |  |  |  | 0.12 | -1.0361 | 0.15388 | 0.092019 | 1.2074e-05 | 0.000326% | 0.5075% | 1.6546e-08 |  |  | 0.12 | -1.0361 | 0.15388 | 0.092019 | 1.4628e-05 | 0.0007899% | 0.5075% | 4.009e-08
[5 empty] | 0.125 | -1.0041 | 0.15835 | 0.099062 | 9.248e-06 | 0.0001248% | 0.5072% | 6.3319e-09 |  |  |  | 0.125 | -1.0041 | 0.15835 | 0.099062 | 1.2999e-05 | 0.000351% | 0.5072% | 1.78e-08 |  |  | 0.125 | -1.0041 | 0.15835 | 0.099062 | 1.5747e-05 | 0.0008503% | 0.5072% | 4.3127e-08
[5 empty] | 0.13 | -0.97295 | 0.16273 | 0.10643 | 9.9356e-06 | 0.0001341% | 0.5068% | 6.7981e-09 |  |  |  | 0.13 | -0.97295 | 0.16273 | 0.10643 | 1.3965e-05 | 0.0003771% | 0.5068% | 1.911e-08 |  |  | 0.13 | -0.97295 | 0.16273 | 0.10643 | 1.6918e-05 | 0.0009136% | 0.5068% | 4.6302e-08
[5 empty] | 0.135 | -0.94262 | 0.16701 | 0.11412 | 1.0654e-05 | 0.0001438% | 0.5065% | 7.2852e-09 |  |  |  | 0.135 | -0.94262 | 0.16701 | 0.11412 | 1.4975e-05 | 0.0004043% | 0.5065% | 2.0479e-08 |  |  | 0.135 | -0.94262 | 0.16701 | 0.11412 | 1.8142e-05 | 0.0009796% | 0.5065% | 4.9619e-08
[5 empty] | 0.14 | -0.91305 | 0.17121 | 0.12216 | 1.1405e-05 | 0.000154% | 0.5062% | 7.7939e-09 |  |  |  | 0.14 | -0.91305 | 0.17121 | 0.12216 | 1.603e-05 | 0.0004328% | 0.5062% | 2.1909e-08 |  |  | 0.14 | -0.91305 | 0.17121 | 0.12216 | 1.942e-05 | 0.001049% | 0.5062% | 5.3084e-08
[5 empty] | 0.145 | -0.8842 | 0.17533 | 0.13056 | 1.2188e-05 | 0.0001645% | 0.5059% | 8.3248e-09 |  |  |  | 0.145 | -0.8842 | 0.17533 | 0.13056 | 1.7131e-05 | 0.0004625% | 0.5059% | 2.3402e-08 |  |  | 0.145 | -0.8842 | 0.17533 | 0.13056 | 2.0754e-05 | 0.001121% | 0.5059% | 5.67e-08
[5 empty] | 0.15 | -0.856 | 0.17935 | 0.13932 | 1.3006e-05 | 0.0001756% | 0.5057% | 8.8787e-09 |  |  |  | 0.15 | -0.856 | 0.17935 | 0.13932 | 1.828e-05 | 0.0004936% | 0.5057% | 2.4959e-08 |  |  | 0.15 | -0.856 | 0.17935 | 0.13932 | 2.2146e-05 | 0.001196% | 0.5057% | 6.0473e-08
[5 empty] | 0.155 | -0.82843 | 0.1833 | 0.14845 | 1.3858e-05 | 0.0001871% | 0.5054% | 9.4562e-09 |  |  |  | 0.155 | -0.82843 | 0.1833 | 0.14845 | 1.9479e-05 | 0.0005259% | 0.5054% | 2.6582e-08 |  |  | 0.155 | -0.82843 | 0.1833 | 0.14845 | 2.3598e-05 | 0.001274% | 0.5054% | 6.4406e-08
[5 empty] | 0.16 | -0.80143 | 0.18716 | 0.15797 | 1.4747e-05 | 0.0001991% | 0.5052% | 1.0058e-08 |  |  |  | 0.16 | -0.80143 | 0.18716 | 0.15797 | 2.0728e-05 | 0.0005596% | 0.5052% | 2.8274e-08 |  |  | 0.16 | -0.80143 | 0.18716 | 0.15797 | 2.5111e-05 | 0.001356% | 0.5052% | 6.8506e-08
[5 empty] | 0.165 | -0.77499 | 0.19095 | 0.16789 | 1.5673e-05 | 0.0002116% | 0.505% | 1.0685e-08 |  |  |  | 0.165 | -0.77499 | 0.19095 | 0.16789 | 2.2029e-05 | 0.0005948% | 0.505% | 3.0037e-08 |  |  | 0.165 | -0.77499 | 0.19095 | 0.16789 | 2.6687e-05 | 0.001441% | 0.505% | 7.2777e-08
[5 empty] | 0.17 | -0.74905 | 0.19466 | 0.17822 | 1.6637e-05 | 0.0002246% | 0.5048% | 1.1338e-08 |  |  |  | 0.17 | -0.74905 | 0.19466 | 0.17822 | 2.3385e-05 | 0.0006314% | 0.5048% | 3.1873e-08 |  |  | 0.17 | -0.74905 | 0.19466 | 0.17822 | 2.833e-05 | 0.00153% | 0.5048% | 7.7225e-08
[5 empty] | 0.175 | -0.7236 | 0.19829 | 0.18897 | 1.7642e-05 | 0.0002382% | 0.5046% | 1.2018e-08 |  |  |  | 0.175 | -0.7236 | 0.19829 | 0.18897 | 2.4796e-05 | 0.0006695% | 0.5046% | 3.3784e-08 |  |  | 0.175 | -0.7236 | 0.19829 | 0.18897 | 3.0039e-05 | 0.001622% | 0.5046% | 8.1855e-08
[5 empty] | 0.18 | -0.69861 | 0.20185 | 0.20016 | 1.8687e-05 | 0.0002523% | 0.5044% | 1.2725e-08 |  |  |  | 0.18 | -0.69861 | 0.20185 | 0.20016 | 2.6265e-05 | 0.0007091% | 0.5044% | 3.5772e-08 |  |  | 0.18 | -0.69861 | 0.20185 | 0.20016 | 3.1819e-05 | 0.001718% | 0.5044% | 8.6673e-08
[5 empty] | 0.185 | -0.67405 | 0.20533 | 0.21181 | 1.9774e-05 | 0.0002669% | 0.5043% | 1.3461e-08 |  |  |  | 0.185 | -0.67405 | 0.20533 | 0.21181 | 2.7793e-05 | 0.0007504% | 0.5043% | 3.7841e-08 |  |  | 0.185 | -0.67405 | 0.20533 | 0.21181 | 3.367e-05 | 0.001818% | 0.5043% | 9.1685e-08
[5 empty] | 0.19 | -0.6499 | 0.20874 | 0.22392 | 2.0904e-05 | 0.0002822% | 0.5041% | 1.4227e-08 |  |  |  | 0.19 | -0.6499 | 0.20874 | 0.22392 | 2.9382e-05 | 0.0007933% | 0.5041% | 3.9992e-08 |  |  | 0.19 | -0.6499 | 0.20874 | 0.22392 | 3.5595e-05 | 0.001922% | 0.5041% | 9.6897e-08
[5 empty] | 0.195 | -0.62614 | 0.21208 | 0.23652 | 2.208e-05 | 0.0002981% | 0.504% | 1.5022e-08 |  |  |  | 0.195 | -0.62614 | 0.21208 | 0.23652 | 3.1035e-05 | 0.0008379% | 0.504% | 4.2229e-08 |  |  | 0.195 | -0.62614 | 0.21208 | 0.23652 | 3.7597e-05 | 0.00203% | 0.504% | 1.0232e-07
[5 empty] | 0.2 | -0.60275 | 0.21536 | 0.24961 | 2.3302e-05 | 0.0003146% | 0.5038% | 1.5849e-08 |  |  |  | 0.2 | -0.60275 | 0.21536 | 0.24961 | 3.2752e-05 | 0.0008843% | 0.5038% | 4.4553e-08 |  |  | 0.2 | -0.60275 | 0.21536 | 0.24961 | 3.9678e-05 | 0.002143% | 0.5038% | 1.0795e-07
[5 empty] | 0.205 | -0.5797 | 0.21856 | 0.26321 | 2.4572e-05 | 0.0003317% | 0.5037% | 1.6708e-08 |  |  |  | 0.205 | -0.5797 | 0.21856 | 0.26321 | 3.4537e-05 | 0.0009325% | 0.5037% | 4.6969e-08 |  |  | 0.205 | -0.5797 | 0.21856 | 0.26321 | 4.184e-05 | 0.002259% | 0.5037% | 1.138e-07
[5 empty] | 0.21 | -0.55699 | 0.22169 | 0.27734 | 2.5891e-05 | 0.0003495% | 0.5036% | 1.7601e-08 |  |  |  | 0.21 | -0.55699 | 0.22169 | 0.27734 | 3.6392e-05 | 0.0009826% | 0.5036% | 4.9478e-08 |  |  | 0.21 | -0.55699 | 0.22169 | 0.27734 | 4.4087e-05 | 0.002381% | 0.5036% | 1.1988e-07
[5 empty] | 0.215 | -0.53459 | 0.22476 | 0.29202 | 2.7262e-05 | 0.000368% | 0.5034% | 1.8528e-08 |  |  |  | 0.215 | -0.53459 | 0.22476 | 0.29202 | 3.8318e-05 | 0.001035% | 0.5034% | 5.2084e-08 |  |  | 0.215 | -0.53459 | 0.22476 | 0.29202 | 4.642e-05 | 0.002507% | 0.5034% | 1.2619e-07
[5 empty] | 0.22 | -0.51249 | 0.22776 | 0.30726 | 2.8685e-05 | 0.0003872% | 0.5033% | 1.949e-08 |  |  |  | 0.22 | -0.51249 | 0.22776 | 0.30726 | 4.0318e-05 | 0.001089% | 0.5033% | 5.4789e-08 |  |  | 0.22 | -0.51249 | 0.22776 | 0.30726 | 4.8843e-05 | 0.002637% | 0.5033% | 1.3275e-07
[5 empty] | 0.225 | -0.49068 | 0.2307 | 0.32309 | 3.0162e-05 | 0.0004072% | 0.5032% | 2.049e-08 |  |  |  | 0.225 | -0.49068 | 0.2307 | 0.32309 | 4.2394e-05 | 0.001145% | 0.5032% | 5.7598e-08 |  |  | 0.225 | -0.49068 | 0.2307 | 0.32309 | 5.1359e-05 | 0.002773% | 0.5032% | 1.3955e-07
[5 empty] | 0.23 | -0.46914 | 0.23358 | 0.33952 | 3.1696e-05 | 0.0004279% | 0.5031% | 2.1527e-08 |  |  |  | 0.23 | -0.46914 | 0.23358 | 0.33952 | 4.455e-05 | 0.001203% | 0.5031% | 6.0514e-08 |  |  | 0.23 | -0.46914 | 0.23358 | 0.33952 | 5.397e-05 | 0.002914% | 0.5031% | 1.4662e-07
[5 empty] | 0.235 | -0.44786 | 0.23639 | 0.35657 | 3.3287e-05 | 0.0004494% | 0.503% | 2.2603e-08 |  |  |  | 0.235 | -0.44786 | 0.23639 | 0.35657 | 4.6787e-05 | 0.001263% | 0.503% | 6.3539e-08 |  |  | 0.235 | -0.44786 | 0.23639 | 0.35657 | 5.668e-05 | 0.003061% | 0.503% | 1.5395e-07
[5 empty] | 0.24 | -0.42683 | 0.23913 | 0.37426 | 3.4939e-05 | 0.0004717% | 0.5029% | 2.372e-08 |  |  |  | 0.24 | -0.42683 | 0.23913 | 0.37426 | 4.9108e-05 | 0.001326% | 0.5029% | 6.6678e-08 |  |  | 0.24 | -0.42683 | 0.23913 | 0.37426 | 5.9492e-05 | 0.003213% | 0.5029% | 1.6155e-07
[5 empty] | 0.245 | -0.40604 | 0.24182 | 0.39261 | 3.6652e-05 | 0.0004948% | 0.5028% | 2.4878e-08 |  |  |  | 0.245 | -0.40604 | 0.24182 | 0.39261 | 5.1517e-05 | 0.001391% | 0.5028% | 6.9935e-08 |  |  | 0.245 | -0.40604 | 0.24182 | 0.39261 | 6.241e-05 | 0.00337% | 0.5028% | 1.6944e-07
[5 empty] | 0.25 | -0.38547 | 0.24444 | 0.41165 | 3.843e-05 | 0.0005188% | 0.5027% | 2.608e-08 |  |  |  | 0.25 | -0.38547 | 0.24444 | 0.41165 | 5.4015e-05 | 0.001458% | 0.5027% | 7.3312e-08 |  |  | 0.25 | -0.38547 | 0.24444 | 0.41165 | 6.5436e-05 | 0.003533% | 0.5027% | 1.7763e-07
[5 empty] | 0.255 | -0.36513 | 0.24701 | 0.43139 | 4.0273e-05 | 0.0005437% | 0.5026% | 2.7326e-08 |  |  |  | 0.255 | -0.36513 | 0.24701 | 0.43139 | 5.6606e-05 | 0.001528% | 0.5026% | 7.6815e-08 |  |  | 0.255 | -0.36513 | 0.24701 | 0.43139 | 6.8575e-05 | 0.003703% | 0.5026% | 1.8611e-07
[5 empty] | 0.26 | -0.34499 | 0.24951 | 0.45187 | 4.2185e-05 | 0.0005695% | 0.5025% | 2.8618e-08 |  |  |  | 0.26 | -0.34499 | 0.24951 | 0.45187 | 5.9292e-05 | 0.001601% | 0.5025% | 8.0447e-08 |  |  | 0.26 | -0.34499 | 0.24951 | 0.45187 | 7.183e-05 | 0.003879% | 0.5025% | 1.9491e-07
[5 empty] | 0.265 | -0.32505 | 0.25196 | 0.4731 | 4.4167e-05 | 0.0005962% | 0.5024% | 2.9957e-08 |  |  |  | 0.265 | -0.32505 | 0.25196 | 0.4731 | 6.2078e-05 | 0.001676% | 0.5024% | 8.4213e-08 |  |  | 0.265 | -0.32505 | 0.25196 | 0.4731 | 7.5205e-05 | 0.004061% | 0.5024% | 2.0404e-07
[5 empty] | 0.27 | -0.3053 | 0.25434 | 0.49511 | 4.6222e-05 | 0.000624% | 0.5024% | 3.1346e-08 |  |  |  | 0.27 | -0.3053 | 0.25434 | 0.49511 | 6.4967e-05 | 0.001754% | 0.5024% | 8.8117e-08 |  |  | 0.27 | -0.3053 | 0.25434 | 0.49511 | 7.8704e-05 | 0.00425% | 0.5024% | 2.135e-07
[5 empty] | 0.275 | -0.28573 | 0.25667 | 0.51793 | 4.8352e-05 | 0.0006527% | 0.5023% | 3.2786e-08 |  |  |  | 0.275 | -0.28573 | 0.25667 | 0.51793 | 6.7961e-05 | 0.001835% | 0.5023% | 9.2163e-08 |  |  | 0.275 | -0.28573 | 0.25667 | 0.51793 | 8.2332e-05 | 0.004446% | 0.5023% | 2.233e-07
[5 empty] | 0.28 | -0.26633 | 0.25894 | 0.54159 | 5.056e-05 | 0.0006826% | 0.5022% | 3.4278e-08 |  |  |  | 0.28 | -0.26633 | 0.25894 | 0.54159 | 7.1065e-05 | 0.001919% | 0.5022% | 9.6358e-08 |  |  | 0.28 | -0.26633 | 0.25894 | 0.54159 | 8.6092e-05 | 0.004649% | 0.5022% | 2.3346e-07
[5 empty] | 0.285 | -0.24711 | 0.26115 | 0.5661 | 5.2849e-05 | 0.0007135% | 0.5021% | 3.5824e-08 |  |  |  | 0.285 | -0.24711 | 0.26115 | 0.5661 | 7.4282e-05 | 0.002006% | 0.5021% | 1.007e-07 |  |  | 0.285 | -0.24711 | 0.26115 | 0.5661 | 8.9989e-05 | 0.004859% | 0.5021% | 2.4399e-07
[5 empty] | 0.29 | -0.22804 | 0.26331 | 0.59151 | 5.5221e-05 | 0.0007455% | 0.502% | 3.7427e-08 |  |  |  | 0.29 | -0.22804 | 0.26331 | 0.59151 | 7.7615e-05 | 0.002096% | 0.502% | 1.0521e-07 |  |  | 0.29 | -0.22804 | 0.26331 | 0.59151 | 9.4027e-05 | 0.005077% | 0.502% | 2.5491e-07
[5 empty] | 0.295 | -0.20913 | 0.26541 | 0.61784 | 5.7679e-05 | 0.0007787% | 0.502% | 3.9087e-08 |  |  |  | 0.295 | -0.20913 | 0.26541 | 0.61784 | 8.107e-05 | 0.002189% | 0.502% | 1.0988e-07 |  |  | 0.295 | -0.20913 | 0.26541 | 0.61784 | 9.8213e-05 | 0.005303% | 0.502% | 2.6622e-07
[5 empty] | 0.3 | -0.19036 | 0.26746 | 0.64512 | 6.0226e-05 | 0.000813% | 0.5019% | 4.0808e-08 |  |  |  | 0.3 | -0.19036 | 0.26746 | 0.64512 | 8.465e-05 | 0.002286% | 0.5019% | 1.1471e-07 |  |  | 0.3 | -0.19036 | 0.26746 | 0.64512 | 0.00010255 | 0.005538% | 0.5019% | 2.7794e-07
[5 empty] | 0.305 | -0.17173 | 0.26945 | 0.67339 | 6.2865e-05 | 0.0008487% | 0.5018% | 4.259e-08 |  |  |  | 0.305 | -0.17173 | 0.26945 | 0.67339 | 8.8359e-05 | 0.002386% | 0.5018% | 1.1972e-07 |  |  | 0.305 | -0.17173 | 0.26945 | 0.67339 | 0.00010704 | 0.00578% | 0.5018% | 2.9008e-07
[5 empty] | 0.31 | -0.15324 | 0.27138 | 0.70268 | 6.5599e-05 | 0.0008856% | 0.5018% | 4.4437e-08 |  |  |  | 0.31 | -0.15324 | 0.27138 | 0.70268 | 9.2203e-05 | 0.002489% | 0.5018% | 1.2492e-07 |  |  | 0.31 | -0.15324 | 0.27138 | 0.70268 | 0.0001117 | 0.006032% | 0.5018% | 3.0265e-07
[5 empty] | 0.315 | -0.13488 | 0.27326 | 0.73302 | 6.8432e-05 | 0.0009238% | 0.5017% | 4.635e-08 |  |  |  | 0.315 | -0.13488 | 0.27326 | 0.73302 | 9.6184e-05 | 0.002597% | 0.5017% | 1.3029e-07 |  |  | 0.315 | -0.13488 | 0.27326 | 0.73302 | 0.00011652 | 0.006292% | 0.5017% | 3.1568e-07
[5 empty] | 0.32 | -0.11665 | 0.27509 | 0.76446 | 7.1366e-05 | 0.0009634% | 0.5017% | 4.8332e-08 |  |  |  | 0.32 | -0.11665 | 0.27509 | 0.76446 | 0.00010031 | 0.002708% | 0.5017% | 1.3586e-07 |  |  | 0.32 | -0.11665 | 0.27509 | 0.76446 | 0.00012152 | 0.006562% | 0.5017% | 3.2918e-07
[5 empty] | 0.325 | -0.098529 | 0.27686 | 0.79702 | 7.4407e-05 | 0.001004% | 0.5016% | 5.0385e-08 |  |  |  | 0.325 | -0.098529 | 0.27686 | 0.79702 | 0.00010458 | 0.002824% | 0.5016% | 1.4164e-07 |  |  | 0.325 | -0.098529 | 0.27686 | 0.79702 | 0.0001267 | 0.006841% | 0.5016% | 3.4316e-07
[5 empty] | 0.33 | -0.080525 | 0.27858 | 0.83076 | 7.7556e-05 | 0.001047% | 0.5015% | 5.2511e-08 |  |  |  | 0.33 | -0.080525 | 0.27858 | 0.83076 | 0.00010901 | 0.002943% | 0.5015% | 1.4761e-07 |  |  | 0.33 | -0.080525 | 0.27858 | 0.83076 | 0.00013206 | 0.007131% | 0.5015% | 3.5765e-07
[5 empty] | 0.335 | -0.062631 | 0.28024 | 0.8657 | 8.0818e-05 | 0.001091% | 0.5015% | 5.4714e-08 |  |  |  | 0.335 | -0.062631 | 0.28024 | 0.8657 | 0.00011359 | 0.003067% | 0.5015% | 1.538e-07 |  |  | 0.335 | -0.062631 | 0.28024 | 0.8657 | 0.00013761 | 0.007431% | 0.5015% | 3.7265e-07
[5 empty] | 0.34 | -0.04484 | 0.28185 | 0.9019 | 8.4198e-05 | 0.001137% | 0.5014% | 5.6995e-08 |  |  |  | 0.34 | -0.04484 | 0.28185 | 0.9019 | 0.00011834 | 0.003195% | 0.5014% | 1.6022e-07 |  |  | 0.34 | -0.04484 | 0.28185 | 0.9019 | 0.00014337 | 0.007742% | 0.5014% | 3.8818e-07
[5 empty] | 0.345 | -0.02715 | 0.28341 | 0.9394 | 8.7698e-05 | 0.001184% | 0.5014% | 5.9359e-08 |  |  |  | 0.345 | -0.02715 | 0.28341 | 0.9394 | 0.00012326 | 0.003328% | 0.5014% | 1.6686e-07 |  |  | 0.345 | -0.02715 | 0.28341 | 0.9394 | 0.00014933 | 0.008063% | 0.5014% | 4.0428e-07
[5 empty] | 0.35 | -0.0095549 | 0.28492 | 0.97824 | 9.1324e-05 | 0.001233% | 0.5013% | 6.1806e-08 |  |  |  | 0.35 | -0.0095549 | 0.28492 | 0.97824 | 0.00012836 | 0.003466% | 0.5013% | 1.7374e-07 |  |  | 0.35 | -0.0095549 | 0.28492 | 0.97824 | 0.0001555 | 0.008397% | 0.5013% | 4.2095e-07
[5 empty] | 0.355 | 0.0079488 | 0.28638 | 1.0185 | 9.508e-05 | 0.001284% | 0.5013% | 6.4341e-08 |  |  |  | 0.355 | 0.0079488 | 0.28638 | 1.0185 | 0.00013364 | 0.003608% | 0.5013% | 1.8087e-07 |  |  | 0.355 | 0.0079488 | 0.28638 | 1.0185 | 0.0001619 | 0.008742% | 0.5013% | 4.3821e-07
[5 empty] | 0.36 | 0.025365 | 0.28778 | 1.0601 | 9.8971e-05 | 0.001336% | 0.5012% | 6.6967e-08 |  |  |  | 0.36 | 0.025365 | 0.28778 | 1.0601 | 0.00013911 | 0.003756% | 0.5012% | 1.8825e-07 |  |  | 0.36 | 0.025365 | 0.28778 | 1.0601 | 0.00016852 | 0.0091% | 0.5012% | 4.561e-07
[5 empty] | 0.365 | 0.042699 | 0.28914 | 1.1033 | 0.000103 | 0.00139% | 0.5012% | 6.9687e-08 |  |  |  | 0.365 | 0.042699 | 0.28914 | 1.1033 | 0.00014477 | 0.003909% | 0.5012% | 1.9589e-07 |  |  | 0.365 | 0.042699 | 0.28914 | 1.1033 | 0.00017538 | 0.00947% | 0.5012% | 4.7462e-07
[5 empty] | 0.37 | 0.059952 | 0.29044 | 1.148 | 0.00010717 | 0.001447% | 0.5011% | 7.2504e-08 |  |  |  | 0.37 | 0.059952 | 0.29044 | 1.148 | 0.00015064 | 0.004067% | 0.5011% | 2.0381e-07 |  |  | 0.37 | 0.059952 | 0.29044 | 1.148 | 0.00018249 | 0.009854% | 0.5011% | 4.9381e-07
[5 empty] | 0.375 | 0.077131 | 0.29169 | 1.1943 | 0.0001115 | 0.001505% | 0.5011% | 7.5422e-08 |  |  |  | 0.375 | 0.077131 | 0.29169 | 1.1943 | 0.00015672 | 0.004231% | 0.5011% | 2.1202e-07 |  |  | 0.375 | 0.077131 | 0.29169 | 1.1943 | 0.00018986 | 0.01025% | 0.5011% | 5.1368e-07
[5 empty] | 0.38 | 0.094237 | 0.29289 | 1.2423 | 0.00011598 | 0.001566% | 0.501% | 7.8445e-08 |  |  |  | 0.38 | 0.094237 | 0.29289 | 1.2423 | 0.00016301 | 0.004401% | 0.501% | 2.2051e-07 |  |  | 0.38 | 0.094237 | 0.29289 | 1.2423 | 0.00019748 | 0.01066% | 0.501% | 5.3426e-07
[5 empty] | 0.385 | 0.11127 | 0.29404 | 1.292 | 0.00012062 | 0.001628% | 0.501% | 8.1575e-08 |  |  |  | 0.385 | 0.11127 | 0.29404 | 1.292 | 0.00016954 | 0.004577% | 0.501% | 2.2931e-07 |  |  | 0.385 | 0.11127 | 0.29404 | 1.292 | 0.00020538 | 0.01109% | 0.501% | 5.5559e-07
[5 empty] | 0.39 | 0.12825 | 0.29514 | 1.3435 | 0.00012543 | 0.001693% | 0.5009% | 8.4819e-08 |  |  |  | 0.39 | 0.12825 | 0.29514 | 1.3435 | 0.00017629 | 0.00476% | 0.5009% | 2.3843e-07 |  |  | 0.39 | 0.12825 | 0.29514 | 1.3435 | 0.00021357 | 0.01153% | 0.5009% | 5.7767e-07
[5 empty] | 0.395 | 0.14516 | 0.29619 | 1.3969 | 0.00013041 | 0.00176% | 0.5009% | 8.8179e-08 |  |  |  | 0.395 | 0.14516 | 0.29619 | 1.3969 | 0.00018329 | 0.004949% | 0.5009% | 2.4787e-07 |  |  | 0.395 | 0.14516 | 0.29619 | 1.3969 | 0.00022205 | 0.01199% | 0.5009% | 6.0056e-07
[5 empty] | 0.4 | 0.16201 | 0.29719 | 1.4521 | 0.00013557 | 0.00183% | 0.5008% | 9.1659e-08 |  |  |  | 0.4 | 0.16201 | 0.29719 | 1.4521 | 0.00019054 | 0.005145% | 0.5008% | 2.5766e-07 |  |  | 0.4 | 0.16201 | 0.29719 | 1.4521 | 0.00023084 | 0.01246% | 0.5008% | 6.2426e-07
[5 empty] | 0.405 | 0.17881 | 0.29814 | 1.5094 | 0.00014091 | 0.001902% | 0.5008% | 9.5265e-08 |  |  |  | 0.405 | 0.17881 | 0.29814 | 1.5094 | 0.00019806 | 0.005347% | 0.5008% | 2.678e-07 |  |  | 0.405 | 0.17881 | 0.29814 | 1.5094 | 0.00023994 | 0.01296% | 0.5008% | 6.4882e-07
[5 empty] | 0.41 | 0.19555 | 0.29904 | 1.5687 | 0.00014645 | 0.001977% | 0.5007% | 9.9002e-08 |  |  |  | 0.41 | 0.19555 | 0.29904 | 1.5687 | 0.00020584 | 0.005558% | 0.5007% | 2.783e-07 |  |  | 0.41 | 0.19555 | 0.29904 | 1.5687 | 0.00024937 | 0.01347% | 0.5007% | 6.7426e-07
[5 empty] | 0.415 | 0.21225 | 0.29989 | 1.6302 | 0.00015219 | 0.002055% | 0.5007% | 1.0287e-07 |  |  |  | 0.415 | 0.21225 | 0.29989 | 1.6302 | 0.00021391 | 0.005775% | 0.5007% | 2.8918e-07 |  |  | 0.415 | 0.21225 | 0.29989 | 1.6302 | 0.00025915 | 0.01399% | 0.5007% | 7.0063e-07
[5 empty] | 0.42 | 0.2289 | 0.30069 | 1.6939 | 0.00015814 | 0.002135% | 0.5007% | 1.0688e-07 |  |  |  | 0.42 | 0.2289 | 0.30069 | 1.6939 | 0.00022227 | 0.006001% | 0.5007% | 3.0046e-07 |  |  | 0.42 | 0.2289 | 0.30069 | 1.6939 | 0.00026927 | 0.01454% | 0.5007% | 7.2795e-07
[5 empty] | 0.425 | 0.24551 | 0.30144 | 1.76 | 0.0001643 | 0.002218% | 0.5006% | 1.1104e-07 |  |  |  | 0.425 | 0.24551 | 0.30144 | 1.76 | 0.00023094 | 0.006235% | 0.5006% | 3.1214e-07 |  |  | 0.425 | 0.24551 | 0.30144 | 1.76 | 0.00027977 | 0.01511% | 0.5006% | 7.5626e-07
[5 empty] | 0.43 | 0.26208 | 0.30214 | 1.8284 | 0.00017069 | 0.002304% | 0.5006% | 1.1535e-07 |  |  |  | 0.43 | 0.26208 | 0.30214 | 1.8284 | 0.00023992 | 0.006478% | 0.5006% | 3.2425e-07 |  |  | 0.43 | 0.26208 | 0.30214 | 1.8284 | 0.00029065 | 0.01569% | 0.5006% | 7.8559e-07
[5 empty] | 0.435 | 0.27861 | 0.3028 | 1.8994 | 0.00017732 | 0.002394% | 0.5005% | 1.1981e-07 |  |  |  | 0.435 | 0.27861 | 0.3028 | 1.8994 | 0.00024923 | 0.006729% | 0.5005% | 3.368e-07 |  |  | 0.435 | 0.27861 | 0.3028 | 1.8994 | 0.00030192 | 0.0163% | 0.5005% | 8.16e-07
[5 empty] | 0.44 | 0.2951 | 0.3034 | 1.9729 | 0.00018418 | 0.002486% | 0.5005% | 1.2444e-07 |  |  |  | 0.44 | 0.2951 | 0.3034 | 1.9729 | 0.00025887 | 0.006989% | 0.5005% | 3.4981e-07 |  |  | 0.44 | 0.2951 | 0.3034 | 1.9729 | 0.00031361 | 0.01693% | 0.5005% | 8.4752e-07
[5 empty] | 0.445 | 0.31157 | 0.30396 | 2.0491 | 0.0001913 | 0.002582% | 0.5005% | 1.2924e-07 |  |  |  | 0.445 | 0.31157 | 0.30396 | 2.0491 | 0.00026888 | 0.007259% | 0.5005% | 3.633e-07 |  |  | 0.445 | 0.31157 | 0.30396 | 2.0491 | 0.00032573 | 0.01759% | 0.5005% | 8.8019e-07
[5 empty] | 0.45 | 0.328 | 0.30447 | 2.1281 | 0.00019867 | 0.002682% | 0.5004% | 1.3421e-07 |  |  |  | 0.45 | 0.328 | 0.30447 | 2.1281 | 0.00027925 | 0.007539% | 0.5004% | 3.7728e-07 |  |  | 0.45 | 0.328 | 0.30447 | 2.1281 | 0.00033829 | 0.01827% | 0.5004% | 9.1406e-07
[5 empty] | 0.455 | 0.34441 | 0.30492 | 2.2101 | 0.00020633 | 0.002785% | 0.5004% | 1.3937e-07 |  |  |  | 0.455 | 0.34441 | 0.30492 | 2.2101 | 0.00029 | 0.00783% | 0.5004% | 3.9177e-07 |  |  | 0.455 | 0.34441 | 0.30492 | 2.2101 | 0.00035132 | 0.01897% | 0.5004% | 9.4918e-07
[5 empty] | 0.46 | 0.3608 | 0.30533 | 2.2951 | 0.00021426 | 0.002892% | 0.5003% | 1.4472e-07 |  |  |  | 0.46 | 0.3608 | 0.30533 | 2.2951 | 0.00030115 | 0.008131% | 0.5003% | 4.0681e-07 |  |  | 0.46 | 0.3608 | 0.30533 | 2.2951 | 0.00036483 | 0.0197% | 0.5003% | 9.8559e-07
[5 empty] | 0.465 | 0.37716 | 0.3057 | 2.3832 | 0.00022249 | 0.003004% | 0.5003% | 1.5026e-07 |  |  |  | 0.465 | 0.37716 | 0.3057 | 2.3832 | 0.00031272 | 0.008443% | 0.5003% | 4.2239e-07 |  |  | 0.465 | 0.37716 | 0.3057 | 2.3832 | 0.00037884 | 0.02046% | 0.5003% | 1.0234e-06
[5 empty] | 0.47 | 0.39351 | 0.30601 | 2.4746 | 0.00023102 | 0.003119% | 0.5002% | 1.5601e-07 |  |  |  | 0.47 | 0.39351 | 0.30601 | 2.4746 | 0.00032471 | 0.008767% | 0.5002% | 4.3856e-07 |  |  | 0.47 | 0.39351 | 0.30601 | 2.4746 | 0.00039337 | 0.02124% | 0.5002% | 1.0625e-06
[5 empty] | 0.475 | 0.40984 | 0.30628 | 2.5695 | 0.00023987 | 0.003238% | 0.5002% | 1.6198e-07 |  |  |  | 0.475 | 0.40984 | 0.30628 | 2.5695 | 0.00033716 | 0.009103% | 0.5002% | 4.5533e-07 |  |  | 0.475 | 0.40984 | 0.30628 | 2.5695 | 0.00040845 | 0.02205% | 0.5002% | 1.1031e-06
[5 empty] | 0.48 | 0.42616 | 0.30649 | 2.6679 | 0.00024906 | 0.003362% | 0.5002% | 1.6817e-07 |  |  |  | 0.48 | 0.42616 | 0.30649 | 2.6679 | 0.00035007 | 0.009451% | 0.5002% | 4.7273e-07 |  |  | 0.48 | 0.42616 | 0.30649 | 2.6679 | 0.00042409 | 0.0229% | 0.5002% | 1.1453e-06
[5 empty] | 0.485 | 0.44247 | 0.30666 | 2.7699 | 0.00025859 | 0.003491% | 0.5001% | 1.7459e-07 |  |  |  | 0.485 | 0.44247 | 0.30666 | 2.7699 | 0.00036346 | 0.009813% | 0.5001% | 4.9078e-07 |  |  | 0.485 | 0.44247 | 0.30666 | 2.7699 | 0.00044032 | 0.02377% | 0.5001% | 1.189e-06
[5 empty] | 0.49 | 0.45877 | 0.30678 | 2.8759 | 0.00026848 | 0.003624% | 0.5001% | 1.8125e-07 |  |  |  | 0.49 | 0.45877 | 0.30678 | 2.8759 | 0.00037736 | 0.01019% | 0.5001% | 5.0951e-07 |  |  | 0.49 | 0.45877 | 0.30678 | 2.8759 | 0.00045716 | 0.02468% | 0.5001% | 1.2344e-06
[5 empty] | 0.495 | 0.47507 | 0.30685 | 2.9859 | 0.00027875 | 0.003763% | 0.5001% | 1.8817e-07 |  |  |  | 0.495 | 0.47507 | 0.30685 | 2.9859 | 0.00039179 | 0.01058% | 0.5001% | 5.2895e-07 |  |  | 0.495 | 0.47507 | 0.30685 | 2.9859 | 0.00047464 | 0.02563% | 0.5001% | 1.2815e-06
[5 empty] | 0.5 | 0.49136 | 0.30688 | 3.1 | 0.0002894 | 0.003907% | 0.5% | 1.9535e-07 |  |  |  | 0.5 | 0.49136 | 0.30688 | 3.1 | 0.00040677 | 0.01098% | 0.5% | 5.4912e-07 |  |  | 0.5 | 0.49136 | 0.30688 | 3.1 | 0.00049278 | 0.02661% | 0.5% | 1.3304e-06
[5 empty] | 0.505 | 0.50766 | 0.30685 | 3.2185 | 0.00030047 | 0.004056% | 0.5% | 2.028e-07 |  |  |  | 0.505 | 0.50766 | 0.30685 | 3.2185 | 0.00042232 | 0.0114% | 0.5% | 5.7007e-07 |  |  | 0.505 | 0.50766 | 0.30685 | 3.2185 | 0.00051162 | 0.02762% | 0.5% | 1.3811e-06
[5 empty] | 0.51 | 0.52395 | 0.30678 | 3.3416 | 0.00031196 | 0.004211% | 0.4999% | 2.1054e-07 |  |  |  | 0.51 | 0.52395 | 0.30678 | 3.3416 | 0.00043847 | 0.01184% | 0.4999% | 5.9182e-07 |  |  | 0.51 | 0.52395 | 0.30678 | 3.3416 | 0.00053118 | 0.02868% | 0.4999% | 1.4338e-06
[5 empty] | 0.515 | 0.54025 | 0.30666 | 3.4694 | 0.00032389 | 0.004372% | 0.4999% | 2.1857e-07 |  |  |  | 0.515 | 0.54025 | 0.30666 | 3.4694 | 0.00045524 | 0.01229% | 0.4999% | 6.1441e-07 |  |  | 0.515 | 0.54025 | 0.30666 | 3.4694 | 0.0005515 | 0.02978% | 0.4999% | 1.4885e-06
[5 empty] | 0.52 | 0.55656 | 0.30649 | 3.6021 | 0.00033628 | 0.00454% | 0.4999% | 2.2692e-07 |  |  |  | 0.52 | 0.55656 | 0.30649 | 3.6021 | 0.00047266 | 0.01276% | 0.4999% | 6.3787e-07 |  |  | 0.52 | 0.55656 | 0.30649 | 3.6021 | 0.0005726 | 0.03092% | 0.4999% | 1.5453e-06
[5 empty] | 0.525 | 0.57288 | 0.30628 | 3.7401 | 0.00034916 | 0.004714% | 0.4998% | 2.3559e-07 |  |  |  | 0.525 | 0.57288 | 0.30628 | 3.7401 | 0.00049076 | 0.01325% | 0.4998% | 6.6224e-07 |  |  | 0.525 | 0.57288 | 0.30628 | 3.7401 | 0.00059453 | 0.0321% | 0.4998% | 1.6044e-06
[5 empty] | 0.53 | 0.58921 | 0.30601 | 3.8834 | 0.00036254 | 0.004894% | 0.4998% | 2.446e-07 |  |  |  | 0.53 | 0.58921 | 0.30601 | 3.8834 | 0.00050956 | 0.01376% | 0.4998% | 6.8756e-07 |  |  | 0.53 | 0.58921 | 0.30601 | 3.8834 | 0.00061731 | 0.03333% | 0.4998% | 1.6657e-06
[5 empty] | 0.535 | 0.60556 | 0.3057 | 4.0324 | 0.00037644 | 0.005082% | 0.4997% | 2.5396e-07 |  |  |  | 0.535 | 0.60556 | 0.3057 | 4.0324 | 0.00052911 | 0.01428% | 0.4997% | 7.1387e-07 |  |  | 0.535 | 0.60556 | 0.3057 | 4.0324 | 0.00064099 | 0.03461% | 0.4997% | 1.7295e-06
[5 empty] | 0.54 | 0.62193 | 0.30533 | 4.1872 | 0.0003909 | 0.005277% | 0.4997% | 2.6369e-07 |  |  |  | 0.54 | 0.62193 | 0.30533 | 4.1872 | 0.00054943 | 0.01483% | 0.4997% | 7.4123e-07 |  |  | 0.54 | 0.62193 | 0.30533 | 4.1872 | 0.00066561 | 0.03594% | 0.4997% | 1.7957e-06
[5 empty] | 0.545 | 0.63831 | 0.30492 | 4.3482 | 0.00040593 | 0.00548% | 0.4997% | 2.7381e-07 |  |  |  | 0.545 | 0.63831 | 0.30492 | 4.3482 | 0.00057056 | 0.0154% | 0.4997% | 7.6966e-07 |  |  | 0.545 | 0.63831 | 0.30492 | 4.3482 | 0.0006912 | 0.03732% | 0.4997% | 1.8646e-06
[5 empty] | 0.55 | 0.65472 | 0.30447 | 4.5157 | 0.00042156 | 0.005691% | 0.4996% | 2.8433e-07 |  |  |  | 0.55 | 0.65472 | 0.30447 | 4.5157 | 0.00059253 | 0.016% | 0.4996% | 7.9923e-07 |  |  | 0.55 | 0.65472 | 0.30447 | 4.5157 | 0.00071782 | 0.03875% | 0.4996% | 1.9362e-06
[5 empty] | 0.555 | 0.67116 | 0.30396 | 4.6898 | 0.00043782 | 0.00591% | 0.4996% | 2.9527e-07 |  |  |  | 0.555 | 0.67116 | 0.30396 | 4.6898 | 0.00061538 | 0.01661% | 0.4996% | 8.2999e-07 |  |  | 0.555 | 0.67116 | 0.30396 | 4.6898 | 0.0007455 | 0.04025% | 0.4996% | 2.0108e-06
[5 empty] | 0.56 | 0.68762 | 0.3034 | 4.871 | 0.00045474 | 0.006139% | 0.4995% | 3.0665e-07 |  |  |  | 0.56 | 0.68762 | 0.3034 | 4.871 | 0.00063916 | 0.01726% | 0.4995% | 8.6199e-07 |  |  | 0.56 | 0.68762 | 0.3034 | 4.871 | 0.00077431 | 0.0418% | 0.4995% | 2.0883e-06
[5 empty] | 0.565 | 0.70412 | 0.3028 | 5.0596 | 0.00047234 | 0.006376% | 0.4995% | 3.185e-07 |  |  |  | 0.565 | 0.70412 | 0.3028 | 5.0596 | 0.0006639 | 0.01792% | 0.4995% | 8.9528e-07 |  |  | 0.565 | 0.70412 | 0.3028 | 5.0596 | 0.00080429 | 0.04342% | 0.4995% | 2.1689e-06
[5 empty] | 0.57 | 0.72065 | 0.30214 | 5.2559 | 0.00049067 | 0.006624% | 0.4995% | 3.3083e-07 |  |  |  | 0.57 | 0.72065 | 0.30214 | 5.2559 | 0.00068966 | 0.01862% | 0.4995% | 9.2994e-07 |  |  | 0.57 | 0.72065 | 0.30214 | 5.2559 | 0.00083549 | 0.04511% | 0.4995% | 2.2528e-06
[5 empty] | 0.575 | 0.73722 | 0.30144 | 5.4603 | 0.00050975 | 0.006881% | 0.4994% | 3.4366e-07 |  |  |  | 0.575 | 0.73722 | 0.30144 | 5.4603 | 0.00071648 | 0.01934% | 0.4994% | 9.6601e-07 |  |  | 0.575 | 0.73722 | 0.30144 | 5.4603 | 0.00086798 | 0.04686% | 0.4994% | 2.3402e-06
[5 empty] | 0.58 | 0.75382 | 0.30069 | 5.6731 | 0.00052962 | 0.00715% | 0.4994% | 3.5703e-07 |  |  |  | 0.58 | 0.75382 | 0.30069 | 5.6731 | 0.00074441 | 0.0201% | 0.4994% | 1.0036e-06 |  |  | 0.58 | 0.75382 | 0.30069 | 5.6731 | 0.00090181 | 0.04869% | 0.4994% | 2.4312e-06
[5 empty] | 0.585 | 0.77047 | 0.29989 | 5.8949 | 0.00055032 | 0.007429% | 0.4993% | 3.7095e-07 |  |  |  | 0.585 | 0.77047 | 0.29989 | 5.8949 | 0.0007735 | 0.02088% | 0.4993% | 1.0427e-06 |  |  | 0.585 | 0.77047 | 0.29989 | 5.8949 | 0.00093706 | 0.05059% | 0.4993% | 2.526e-06
[5 empty] | 0.59 | 0.78717 | 0.29904 | 6.1259 | 0.00057189 | 0.00772% | 0.4993% | 3.8546e-07 |  |  |  | 0.59 | 0.78717 | 0.29904 | 6.1259 | 0.00080382 | 0.0217% | 0.4993% | 1.0835e-06 |  |  | 0.59 | 0.78717 | 0.29904 | 6.1259 | 0.00097379 | 0.05257% | 0.4993% | 2.6248e-06
[5 empty] | 0.595 | 0.80392 | 0.29814 | 6.3667 | 0.00059437 | 0.008024% | 0.4992% | 4.0057e-07 |  |  |  | 0.595 | 0.80392 | 0.29814 | 6.3667 | 0.00083542 | 0.02255% | 0.4992% | 1.126e-06 |  |  | 0.595 | 0.80392 | 0.29814 | 6.3667 | 0.0010121 | 0.05464% | 0.4992% | 2.7277e-06
[5 empty] | 0.6 | 0.82071 | 0.29719 | 6.6178 | 0.00061781 | 0.00834% | 0.4992% | 4.1633e-07 |  |  |  | 0.6 | 0.82071 | 0.29719 | 6.6178 | 0.00086836 | 0.02344% | 0.4992% | 1.1703e-06 |  |  | 0.6 | 0.82071 | 0.29719 | 6.6178 | 0.001052 | 0.05679% | 0.4992% | 2.835e-06
[5 empty] | 0.605 | 0.83757 | 0.29619 | 6.8796 | 0.00064225 | 0.00867% | 0.4992% | 4.3277e-07 |  |  |  | 0.605 | 0.83757 | 0.29619 | 6.8796 | 0.00090272 | 0.02437% | 0.4992% | 1.2165e-06 |  |  | 0.605 | 0.83757 | 0.29619 | 6.8796 | 0.0010936 | 0.05904% | 0.4992% | 2.9468e-06
[5 empty] | 0.61 | 0.85448 | 0.29514 | 7.1528 | 0.00066776 | 0.009014% | 0.4991% | 4.4991e-07 |  |  |  | 0.61 | 0.85448 | 0.29514 | 7.1528 | 0.00093856 | 0.02534% | 0.4991% | 1.2646e-06 |  |  | 0.61 | 0.85448 | 0.29514 | 7.1528 | 0.001137 | 0.06138% | 0.4991% | 3.0635e-06
[5 empty] | 0.615 | 0.87145 | 0.29404 | 7.4379 | 0.00069437 | 0.009374% | 0.4991% | 4.678e-07 |  |  |  | 0.615 | 0.87145 | 0.29404 | 7.4379 | 0.00097597 | 0.02635% | 0.4991% | 1.3149e-06 |  |  | 0.615 | 0.87145 | 0.29404 | 7.4379 | 0.0011823 | 0.06383% | 0.4991% | 3.1853e-06
[5 empty] | 0.62 | 0.88849 | 0.29289 | 7.7355 | 0.00072215 | 0.009749% | 0.499% | 4.8647e-07 |  |  |  | 0.62 | 0.88849 | 0.29289 | 7.7355 | 0.001015 | 0.0274% | 0.499% | 1.3674e-06 |  |  | 0.62 | 0.88849 | 0.29289 | 7.7355 | 0.0012296 | 0.06638% | 0.499% | 3.3124e-06
[5 empty] | 0.625 | 0.90559 | 0.29169 | 8.0462 | 0.00075116 | 0.01014% | 0.499% | 5.0596e-07 |  |  |  | 0.625 | 0.90559 | 0.29169 | 8.0462 | 0.0010558 | 0.0285% | 0.499% | 1.4222e-06 |  |  | 0.625 | 0.90559 | 0.29169 | 8.0462 | 0.001279 | 0.06904% | 0.499% | 3.4451e-06
[5 empty] | 0.63 | 0.92277 | 0.29044 | 8.3709 | 0.00078147 | 0.01055% | 0.4989% | 5.2632e-07 |  |  |  | 0.63 | 0.92277 | 0.29044 | 8.3709 | 0.0010984 | 0.02965% | 0.4989% | 1.4794e-06 |  |  | 0.63 | 0.92277 | 0.29044 | 8.3709 | 0.0013307 | 0.07183% | 0.4989% | 3.5837e-06
[5 empty] | 0.635 | 0.94002 | 0.28914 | 8.7101 | 0.00081314 | 0.01098% | 0.4989% | 5.476e-07 |  |  |  | 0.635 | 0.94002 | 0.28914 | 8.7101 | 0.0011429 | 0.03085% | 0.4989% | 1.5392e-06 |  |  | 0.635 | 0.94002 | 0.28914 | 8.7101 | 0.0013846 | 0.07474% | 0.4989% | 3.7285e-06
[5 empty] | 0.64 | 0.95736 | 0.28778 | 9.0648 | 0.00084625 | 0.01142% | 0.4988% | 5.6984e-07 |  |  |  | 0.64 | 0.95736 | 0.28778 | 9.0648 | 0.0011894 | 0.03211% | 0.4988% | 1.6017e-06 |  |  | 0.64 | 0.95736 | 0.28778 | 9.0648 | 0.001441 | 0.07778% | 0.4988% | 3.8799e-06
[5 empty] | 0.645 | 0.97477 | 0.28638 | 9.4357 | 0.00088088 | 0.01189% | 0.4988% | 5.9309e-07 |  |  |  | 0.645 | 0.97477 | 0.28638 | 9.4357 | 0.0012381 | 0.03342% | 0.4988% | 1.6671e-06 |  |  | 0.645 | 0.97477 | 0.28638 | 9.4357 | 0.0014999 | 0.08096% | 0.4988% | 4.0382e-06
[5 empty] | 0.65 | 0.99228 | 0.28492 | 9.8238 | 0.00091711 | 0.01238% | 0.4987% | 6.1742e-07 |  |  |  | 0.65 | 0.99228 | 0.28492 | 9.8238 | 0.001289 | 0.0348% | 0.4987% | 1.7354e-06 |  |  | 0.65 | 0.99228 | 0.28492 | 9.8238 | 0.0015616 | 0.08429% | 0.4987% | 4.2038e-06
[5 empty] | 0.655 | 1.0099 | 0.28341 | 10.2299 | 0.00095502 | 0.01289% | 0.4987% | 6.4288e-07 |  |  |  | 0.655 | 1.0099 | 0.28341 | 10.2299 | 0.0013423 | 0.03624% | 0.4987% | 1.807e-06 |  |  | 0.655 | 1.0099 | 0.28341 | 10.2299 | 0.0016262 | 0.08777% | 0.4987% | 4.377e-06
[5 empty] | 0.66 | 1.0276 | 0.28185 | 10.6553 | 0.00099473 | 0.01343% | 0.4986% | 6.6954e-07 |  |  |  | 0.66 | 1.0276 | 0.28185 | 10.6553 | 0.0013981 | 0.03774% | 0.4986% | 1.8819e-06 |  |  | 0.66 | 1.0276 | 0.28185 | 10.6553 | 0.0016938 | 0.09142% | 0.4986% | 4.5584e-06
[5 empty] | 0.665 | 1.0454 | 0.28024 | 11.1008 | 0.0010363 | 0.01399% | 0.4986% | 6.9745e-07 |  |  |  | 0.665 | 1.0454 | 0.28024 | 11.1008 | 0.0014566 | 0.03932% | 0.4986% | 1.9604e-06 |  |  | 0.665 | 1.0454 | 0.28024 | 11.1008 | 0.0017646 | 0.09524% | 0.4986% | 4.7484e-06
[5 empty] | 0.67 | 1.0632 | 0.27858 | 11.5677 | 0.0010799 | 0.01458% | 0.4985% | 7.2671e-07 |  |  |  | 0.67 | 1.0632 | 0.27858 | 11.5677 | 0.0015179 | 0.04097% | 0.4985% | 2.0426e-06 |  |  | 0.67 | 1.0632 | 0.27858 | 11.5677 | 0.0018388 | 0.09925% | 0.4985% | 4.9475e-06
[5 empty] | 0.675 | 1.0813 | 0.27686 | 12.0574 | 0.0011256 | 0.01519% | 0.4984% | 7.5738e-07 |  |  |  | 0.675 | 1.0813 | 0.27686 | 12.0574 | 0.0015821 | 0.04271% | 0.4984% | 2.1288e-06 |  |  | 0.675 | 1.0813 | 0.27686 | 12.0574 | 0.0019167 | 0.1034% | 0.4984% | 5.1562e-06
[5 empty] | 0.68 | 1.0994 | 0.27509 | 12.571 | 0.0011736 | 0.01584% | 0.4984% | 7.8955e-07 |  |  |  | 0.68 | 1.0994 | 0.27509 | 12.571 | 0.0016495 | 0.04453% | 0.4984% | 2.2192e-06 |  |  | 0.68 | 1.0994 | 0.27509 | 12.571 | 0.0019983 | 0.1079% | 0.4984% | 5.3752e-06
[5 empty] | 0.685 | 1.1176 | 0.27326 | 13.1101 | 0.0012239 | 0.01652% | 0.4983% | 8.2331e-07 |  |  |  | 0.685 | 1.1176 | 0.27326 | 13.1101 | 0.0017203 | 0.04644% | 0.4983% | 2.314e-06 |  |  | 0.685 | 1.1176 | 0.27326 | 13.1101 | 0.002084 | 0.1125% | 0.4983% | 5.6049e-06
[5 empty] | 0.69 | 1.136 | 0.27138 | 13.6763 | 0.0012768 | 0.01723% | 0.4983% | 8.5875e-07 |  |  |  | 0.69 | 1.136 | 0.27138 | 13.6763 | 0.0017945 | 0.04844% | 0.4983% | 2.4137e-06 |  |  | 0.69 | 1.136 | 0.27138 | 13.6763 | 0.002174 | 0.1173% | 0.4983% | 5.846e-06
[5 empty] | 0.695 | 1.1545 | 0.26945 | 14.2711 | 0.0013323 | 0.01798% | 0.4982% | 8.9599e-07 |  |  |  | 0.695 | 1.1545 | 0.26945 | 14.2711 | 0.0018726 | 0.05055% | 0.4982% | 2.5183e-06 |  |  | 0.695 | 1.1545 | 0.26945 | 14.2711 | 0.0022686 | 0.1224% | 0.4982% | 6.0994e-06
[5 empty] | 0.7 | 1.1731 | 0.26746 | 14.8964 | 0.0013907 | 0.01877% | 0.4981% | 9.3512e-07 |  |  |  | 0.7 | 1.1731 | 0.26746 | 14.8964 | 0.0019547 | 0.05276% | 0.4981% | 2.6283e-06 |  |  | 0.7 | 1.1731 | 0.26746 | 14.8964 | 0.002368 | 0.1278% | 0.4981% | 6.3657e-06
[5 empty] | 0.705 | 1.1918 | 0.26541 | 15.5542 | 0.0014521 | 0.0196% | 0.4981% | 9.7628e-07 |  |  |  | 0.705 | 1.1918 | 0.26541 | 15.5542 | 0.002041 | 0.05509% | 0.4981% | 2.7439e-06 |  |  | 0.705 | 1.1918 | 0.26541 | 15.5542 | 0.0024725 | 0.1334% | 0.4981% | 6.6457e-06
[5 empty] | 0.71 | 1.2108 | 0.26331 | 16.2466 | 0.0015167 | 0.02047% | 0.498% | 1.0196e-06 |  |  |  | 0.71 | 1.2108 | 0.26331 | 16.2466 | 0.0021318 | 0.05754% | 0.498% | 2.8657e-06 |  |  | 0.71 | 1.2108 | 0.26331 | 16.2466 | 0.0025826 | 0.1394% | 0.498% | 6.9404e-06
[5 empty] | 0.715 | 1.2298 | 0.26115 | 16.9757 | 0.0015848 | 0.02139% | 0.4979% | 1.0652e-06 |  |  |  | 0.715 | 1.2298 | 0.26115 | 16.9757 | 0.0022275 | 0.06012% | 0.4979% | 2.9938e-06 |  |  | 0.715 | 1.2298 | 0.26115 | 16.9757 | 0.0026985 | 0.1456% | 0.4979% | 7.2506e-06
[5 empty] | 0.72 | 1.2491 | 0.25894 | 17.7442 | 0.0016565 | 0.02236% | 0.4979% | 1.1133e-06 |  |  |  | 0.72 | 1.2491 | 0.25894 | 17.7442 | 0.0023283 | 0.06284% | 0.4979% | 3.1288e-06 |  |  | 0.72 | 1.2491 | 0.25894 | 17.7442 | 0.0028206 | 0.1522% | 0.4979% | 7.5775e-06
[5 empty] | 0.725 | 1.2684 | 0.25667 | 18.5545 | 0.0017322 | 0.02338% | 0.4978% | 1.1639e-06 |  |  |  | 0.725 | 1.2684 | 0.25667 | 18.5545 | 0.0024347 | 0.06571% | 0.4978% | 3.2712e-06 |  |  | 0.725 | 1.2684 | 0.25667 | 18.5545 | 0.0029495 | 0.1591% | 0.4978% | 7.9221e-06
[5 empty] | 0.73 | 1.288 | 0.25434 | 19.4097 | 0.001812 | 0.02446% | 0.4977% | 1.2174e-06 |  |  |  | 0.73 | 1.288 | 0.25434 | 19.4097 | 0.0025469 | 0.06874% | 0.4977% | 3.4214e-06 |  |  | 0.73 | 1.288 | 0.25434 | 19.4097 | 0.0030854 | 0.1665% | 0.4977% | 8.2856e-06
[5 empty] | 0.735 | 1.3078 | 0.25196 | 20.3128 | 0.0018963 | 0.0256% | 0.4976% | 1.2738e-06 |  |  |  | 0.735 | 1.3078 | 0.25196 | 20.3128 | 0.0026654 | 0.07194% | 0.4976% | 3.58e-06 |  |  | 0.735 | 1.3078 | 0.25196 | 20.3128 | 0.003229 | 0.1742% | 0.4976% | 8.6694e-06
[5 empty] | 0.74 | 1.3277 | 0.24951 | 21.2672 | 0.0019854 | 0.0268% | 0.4976% | 1.3334e-06 |  |  |  | 0.74 | 1.3277 | 0.24951 | 21.2672 | 0.0027906 | 0.07532% | 0.4976% | 3.7475e-06 |  |  | 0.74 | 1.3277 | 0.24951 | 21.2672 | 0.0033807 | 0.1824% | 0.4976% | 9.0749e-06
[5 empty] | 0.745 | 1.3479 | 0.24701 | 22.2767 | 0.0020797 | 0.02807% | 0.4975% | 1.3965e-06 |  |  |  | 0.745 | 1.3479 | 0.24701 | 22.2767 | 0.0029231 | 0.07889% | 0.4975% | 3.9246e-06 |  |  | 0.745 | 1.3479 | 0.24701 | 22.2767 | 0.0035411 | 0.191% | 0.4975% | 9.5037e-06
[5 empty] | 0.75 | 1.3682 | 0.24444 | 23.3452 | 0.0021794 | 0.02942% | 0.4974% | 1.4632e-06 |  |  |  | 0.75 | 1.3682 | 0.24444 | 23.3452 | 0.0030633 | 0.08267% | 0.4974% | 4.1121e-06 |  |  | 0.75 | 1.3682 | 0.24444 | 23.3452 | 0.003711 | 0.2002% | 0.4974% | 9.9573e-06
[5 empty] | 0.755 | 1.3888 | 0.24182 | 24.4773 | 0.0022851 | 0.03084% | 0.4973% | 1.5339e-06 |  |  |  | 0.755 | 1.3888 | 0.24182 | 24.4773 | 0.0032118 | 0.08668% | 0.4973% | 4.3106e-06 |  |  | 0.755 | 1.3888 | 0.24182 | 24.4773 | 0.003891 | 0.2099% | 0.4973% | 1.0438e-05
[5 empty] | 0.76 | 1.4096 | 0.23913 | 25.6776 | 0.0023972 | 0.03236% | 0.4972% | 1.6088e-06 |  |  |  | 0.76 | 1.4096 | 0.23913 | 25.6776 | 0.0033693 | 0.09093% | 0.4972% | 4.5211e-06 |  |  | 0.76 | 1.4096 | 0.23913 | 25.6776 | 0.0040818 | 0.2202% | 0.4972% | 1.0947e-05
[5 empty] | 0.765 | 1.4306 | 0.23639 | 26.9516 | 0.0025161 | 0.03396% | 0.4971% | 1.6882e-06 |  |  |  | 0.765 | 1.4306 | 0.23639 | 26.9516 | 0.0035365 | 0.09544% | 0.4971% | 4.7443e-06 |  |  | 0.765 | 1.4306 | 0.23639 | 26.9516 | 0.0042843 | 0.2311% | 0.4971% | 1.1487e-05
[5 empty] | 0.77 | 1.4519 | 0.23358 | 28.305 | 0.0026424 | 0.03567% | 0.497% | 1.7726e-06 |  |  |  | 0.77 | 1.4519 | 0.23358 | 28.305 | 0.0037141 | 0.1002% | 0.497% | 4.9815e-06 |  |  | 0.77 | 1.4519 | 0.23358 | 28.305 | 0.0044994 | 0.2427% | 0.497% | 1.2061e-05
[5 empty] | 0.775 | 1.4734 | 0.2307 | 29.7441 | 0.0027768 | 0.03748% | 0.4969% | 1.8624e-06 |  |  |  | 0.775 | 1.4734 | 0.2307 | 29.7441 | 0.0039029 | 0.1053% | 0.4969% | 5.2335e-06 |  |  | 0.775 | 1.4734 | 0.2307 | 29.7441 | 0.0047282 | 0.255% | 0.4969% | 1.2671e-05
[5 empty] | 0.78 | 1.4952 | 0.22776 | 31.2761 | 0.0029198 | 0.03941% | 0.4968% | 1.9578e-06 |  |  |  | 0.78 | 1.4952 | 0.22776 | 31.2761 | 0.0041039 | 0.1107% | 0.4968% | 5.5017e-06 |  |  | 0.78 | 1.4952 | 0.22776 | 31.2761 | 0.0049717 | 0.2681% | 0.4968% | 1.332e-05
[5 empty] | 0.785 | 1.5173 | 0.22476 | 32.9087 | 0.0030722 | 0.04147% | 0.4967% | 2.0595e-06 |  |  |  | 0.785 | 1.5173 | 0.22476 | 32.9087 | 0.0043181 | 0.1165% | 0.4967% | 5.7874e-06 |  |  | 0.785 | 1.5173 | 0.22476 | 32.9087 | 0.0052312 | 0.2821% | 0.4967% | 1.4011e-05
[5 empty] | 0.79 | 1.5397 | 0.22169 | 34.6505 | 0.0032348 | 0.04366% | 0.4966% | 2.168e-06 |  |  |  | 0.79 | 1.5397 | 0.22169 | 34.6505 | 0.0045467 | 0.1227% | 0.4966% | 6.0921e-06 |  |  | 0.79 | 1.5397 | 0.22169 | 34.6505 | 0.0055081 | 0.297% | 0.4966% | 1.4748e-05
[5 empty] | 0.795 | 1.5624 | 0.21856 | 36.511 | 0.0034085 | 0.046% | 0.4964% | 2.2838e-06 |  |  |  | 0.795 | 1.5624 | 0.21856 | 36.511 | 0.0047908 | 0.1293% | 0.4964% | 6.4173e-06 |  |  | 0.795 | 1.5624 | 0.21856 | 36.511 | 0.0058039 | 0.3129% | 0.4964% | 1.5534e-05
[5 empty] | 0.8 | 1.5855 | 0.21536 | 38.5008 | 0.0035943 | 0.04851% | 0.4963% | 2.4076e-06 |  |  |  | 0.8 | 1.5855 | 0.21536 | 38.5008 | 0.0050519 | 0.1363% | 0.4963% | 6.7651e-06 |  |  | 0.8 | 1.5855 | 0.21536 | 38.5008 | 0.0061202 | 0.3299% | 0.4963% | 1.6375e-05
[5 empty] | 0.805 | 1.6089 | 0.21208 | 40.6316 | 0.0037932 | 0.0512% | 0.4962% | 2.5401e-06 |  |  |  | 0.805 | 1.6089 | 0.21208 | 40.6316 | 0.0053315 | 0.1438% | 0.4962% | 7.1373e-06 |  |  | 0.805 | 1.6089 | 0.21208 | 40.6316 | 0.0064589 | 0.3482% | 0.4962% | 1.7275e-05
[5 empty] | 0.81 | 1.6326 | 0.20874 | 42.9168 | 0.0040065 | 0.05407% | 0.496% | 2.6822e-06 |  |  |  | 0.81 | 1.6326 | 0.20874 | 42.9168 | 0.0056314 | 0.1519% | 0.496% | 7.5362e-06 |  |  | 0.81 | 1.6326 | 0.20874 | 42.9168 | 0.0068221 | 0.3677% | 0.496% | 1.824e-05
[5 empty] | 0.815 | 1.6568 | 0.20533 | 45.3709 | 0.0042356 | 0.05716% | 0.4959% | 2.8347e-06 |  |  |  | 0.815 | 1.6568 | 0.20533 | 45.3709 | 0.0059534 | 0.1606% | 0.4959% | 7.9644e-06 |  |  | 0.815 | 1.6568 | 0.20533 | 45.3709 | 0.0072122 | 0.3887% | 0.4959% | 1.9275e-05
[5 empty] | 0.82 | 1.6813 | 0.20185 | 48.0105 | 0.0044821 | 0.06049% | 0.4957% | 2.9986e-06 |  |  |  | 0.82 | 1.6813 | 0.20185 | 48.0105 | 0.0062997 | 0.1699% | 0.4957% | 8.4247e-06 |  |  | 0.82 | 1.6813 | 0.20185 | 48.0105 | 0.0076318 | 0.4113% | 0.4957% | 2.0388e-05
[5 empty] | 0.825 | 1.7063 | 0.19829 | 50.8543 | 0.0047475 | 0.06407% | 0.4956% | 3.1751e-06 |  |  |  | 0.825 | 1.7063 | 0.19829 | 50.8543 | 0.0066729 | 0.18% | 0.4956% | 8.9202e-06 |  |  | 0.825 | 1.7063 | 0.19829 | 50.8543 | 0.0080839 | 0.4356% | 0.4956% | 2.1585e-05
[5 empty] | 0.83 | 1.7318 | 0.19466 | 53.9233 | 0.005034 | 0.06794% | 0.4954% | 3.3654e-06 |  |  |  | 0.83 | 1.7318 | 0.19466 | 53.9233 | 0.0070756 | 0.1909% | 0.4954% | 9.4547e-06 |  |  | 0.83 | 1.7318 | 0.19466 | 53.9233 | 0.0085718 | 0.4618% | 0.4954% | 2.2877e-05
[5 empty] | 0.835 | 1.7577 | 0.19095 | 57.2413 | 0.0053438 | 0.07212% | 0.4952% | 3.5711e-06 |  |  |  | 0.835 | 1.7577 | 0.19095 | 57.2413 | 0.007511 | 0.2026% | 0.4952% | 1.0032e-05 |  |  | 0.835 | 1.7577 | 0.19095 | 57.2413 | 0.0090992 | 0.4902% | 0.4952% | 2.4272e-05
[5 empty] | 0.84 | 1.7842 | 0.18716 | 60.8355 | 0.0056793 | 0.07664% | 0.495% | 3.7937e-06 |  |  |  | 0.84 | 1.7842 | 0.18716 | 60.8355 | 0.0079826 | 0.2153% | 0.495% | 1.0657e-05 |  |  | 0.84 | 1.7842 | 0.18716 | 60.8355 | 0.0096705 | 0.5208% | 0.495% | 2.5782e-05
[5 empty] | 0.845 | 1.8112 | 0.1833 | 64.7367 | 0.0060435 | 0.08155% | 0.4948% | 4.0352e-06 |  |  |  | 0.845 | 1.8112 | 0.1833 | 64.7367 | 0.0084945 | 0.2291% | 0.4948% | 1.1335e-05 |  |  | 0.845 | 1.8112 | 0.1833 | 64.7367 | 0.010291 | 0.5542% | 0.4948% | 2.7419e-05
[5 empty] | 0.85 | 1.8387 | 0.17935 | 68.9803 | 0.0064397 | 0.0869% | 0.4946% | 4.2977e-06 |  |  |  | 0.85 | 1.8387 | 0.17935 | 68.9803 | 0.0090513 | 0.2441% | 0.4946% | 1.2072e-05 |  |  | 0.85 | 1.8387 | 0.17935 | 68.9803 | 0.010965 | 0.5904% | 0.4946% | 2.9198e-05
[5 empty] | 0.855 | 1.8669 | 0.17533 | 73.6071 | 0.0068716 | 0.09272% | 0.4943% | 4.5836e-06 |  |  |  | 0.855 | 1.8669 | 0.17533 | 73.6071 | 0.0096584 | 0.2604% | 0.4943% | 1.2874e-05 |  |  | 0.855 | 1.8669 | 0.17533 | 73.6071 | 0.011701 | 0.6298% | 0.4943% | 3.1135e-05
[5 empty] | 0.86 | 1.8958 | 0.17121 | 78.6641 | 0.0073437 | 0.09909% | 0.4941% | 4.8958e-06 |  |  |  | 0.86 | 1.8958 | 0.17121 | 78.6641 | 0.010322 | 0.2783% | 0.4941% | 1.375e-05 |  |  | 0.86 | 1.8958 | 0.17121 | 78.6641 | 0.012505 | 0.673% | 0.4941% | 3.325e-05
[5 empty] | 0.865 | 1.9253 | 0.16701 | 84.206 | 0.0078611 | 0.1061% | 0.4938% | 5.2376e-06 |  |  |  | 0.865 | 1.9253 | 0.16701 | 84.206 | 0.011049 | 0.2979% | 0.4938% | 1.4709e-05 |  |  | 0.865 | 1.9253 | 0.16701 | 84.206 | 0.013386 | 0.7202% | 0.4938% | 3.5564e-05
[5 empty] | 0.87 | 1.9557 | 0.16273 | 90.2963 | 0.0084297 | 0.1137% | 0.4935% | 5.6129e-06 |  |  |  | 0.87 | 1.9557 | 0.16273 | 90.2963 | 0.011848 | 0.3194% | 0.4935% | 1.5762e-05 |  |  | 0.87 | 1.9557 | 0.16273 | 90.2963 | 0.014354 | 0.7721% | 0.4935% | 3.8104e-05
[5 empty] | 0.875 | 1.9868 | 0.15835 | 97.0099 | 0.0090564 | 0.1222% | 0.4932% | 6.0261e-06 |  |  |  | 0.875 | 1.9868 | 0.15835 | 97.0099 | 0.012729 | 0.3431% | 0.4932% | 1.6921e-05 |  |  | 0.875 | 1.9868 | 0.15835 | 97.0099 | 0.015421 | 0.8293% | 0.4932% | 4.0899e-05
[5 empty] | 0.88 | 2.0188 | 0.15388 | 104.4346 | 0.0097496 | 0.1315% | 0.4928% | 6.4826e-06 |  |  |  | 0.88 | 2.0188 | 0.15388 | 104.4346 | 0.013703 | 0.3693% | 0.4928% | 1.8201e-05 |  |  | 0.88 | 2.0188 | 0.15388 | 104.4346 | 0.016601 | 0.8925% | 0.4928% | 4.3984e-05
[5 empty] | 0.885 | 2.0518 | 0.14931 | 112.6752 | 0.010519 | 0.1419% | 0.4925% | 6.9885e-06 |  |  |  | 0.885 | 2.0518 | 0.14931 | 112.6752 | 0.014785 | 0.3984% | 0.4925% | 1.962e-05 |  |  | 0.885 | 2.0518 | 0.14931 | 112.6752 | 0.017911 | 0.9625% | 0.4925% | 4.7403e-05
[5 empty] | 0.89 | 2.0858 | 0.14464 | 121.8564 | 0.011376 | 0.1535% | 0.4921% | 7.5513e-06 |  |  |  | 0.89 | 2.0858 | 0.14464 | 121.8564 | 0.01599 | 0.4308% | 0.4921% | 2.1198e-05 |  |  | 0.89 | 2.0858 | 0.14464 | 121.8564 | 0.019371 | 1.041% | 0.4921% | 5.1203e-05
[5 empty] | 0.895 | 2.121 | 0.13987 | 132.1286 | 0.012335 | 0.1664% | 0.4916% | 8.18e-06 |  |  |  | 0.895 | 2.121 | 0.13987 | 132.1286 | 0.017337 | 0.467% | 0.4916% | 2.296e-05 |  |  | 0.895 | 2.121 | 0.13987 | 132.1286 | 0.021003 | 1.128% | 0.4916% | 5.5445e-05
[5 empty] | 0.9 | 2.1574 | 0.135 | 143.6742 | 0.013413 | 0.1809% | 0.4912% | 8.8854e-06 |  |  |  | 0.9 | 2.1574 | 0.135 | 143.6742 | 0.018852 | 0.5077% | 0.4912% | 2.4937e-05 |  |  | 0.9 | 2.1574 | 0.135 | 143.6742 | 0.022839 | 1.226% | 0.4912% | 6.0201e-05
[5 empty] | 0.905 | 2.1951 | 0.13001 | 156.7164 | 0.01463 | 0.1973% | 0.4906% | 9.6807e-06 |  |  |  | 0.905 | 2.1951 | 0.13001 | 156.7164 | 0.020564 | 0.5537% | 0.4906% | 2.7165e-05 |  |  | 0.905 | 2.1951 | 0.13001 | 156.7164 | 0.024912 | 1.336% | 0.4906% | 6.5558e-05
[5 empty] | 0.91 | 2.2343 | 0.12492 | 171.5312 | 0.016013 | 0.2159% | 0.49% | 1.0582e-05 |  |  |  | 0.91 | 2.2343 | 0.12492 | 171.5312 | 0.022508 | 0.6059% | 0.49% | 2.9689e-05 |  |  | 0.91 | 2.2343 | 0.12492 | 171.5312 | 0.027267 | 1.462% | 0.49% | 7.1624e-05
[5 empty] | 0.915 | 2.2752 | 0.1197 | 188.4632 | 0.017594 | 0.2372% | 0.4894% | 1.161e-05 |  |  |  | 0.915 | 2.2752 | 0.1197 | 188.4632 | 0.024729 | 0.6655% | 0.4894% | 3.2566e-05 |  |  | 0.915 | 2.2752 | 0.1197 | 188.4632 | 0.029958 | 1.605% | 0.4894% | 7.8531e-05
[5 empty] | 0.92 | 2.318 | 0.11436 | 207.948 | 0.019413 | 0.2617% | 0.4886% | 1.2789e-05 |  |  |  | 0.92 | 2.318 | 0.11436 | 207.948 | 0.027286 | 0.734% | 0.4886% | 3.5866e-05 |  |  | 0.92 | 2.318 | 0.11436 | 207.948 | 0.033056 | 1.769% | 0.4886% | 8.6448e-05
[5 empty] | 0.925 | 2.3628 | 0.10889 | 230.5434 | 0.021523 | 0.2901% | 0.4878% | 1.4153e-05 |  |  |  | 0.925 | 2.3628 | 0.10889 | 230.5434 | 0.030251 | 0.8134% | 0.4878% | 3.968e-05 |  |  | 0.925 | 2.3628 | 0.10889 | 230.5434 | 0.036648 | 1.96% | 0.4878% | 9.5585e-05
[5 empty] | 0.93 | 2.4099 | 0.10328 | 256.9745 | 0.02399 | 0.3233% | 0.4868% | 1.5742e-05 |  |  |  | 0.93 | 2.4099 | 0.10328 | 256.9745 | 0.033719 | 0.9063% | 0.4868% | 4.4122e-05 |  |  | 0.93 | 2.4099 | 0.10328 | 256.9745 | 0.040849 | 2.182% | 0.4868% | 0.00010622
[5 empty] | 0.935 | 2.4597 | 0.097534 | 288.2001 | 0.026905 | 0.3626% | 0.4858% | 1.7612e-05 |  |  |  | 0.935 | 2.4597 | 0.097534 | 288.2001 | 0.037816 | 1.016% | 0.4858% | 4.9346e-05 |  |  | 0.935 | 2.4597 | 0.097534 | 288.2001 | 0.045813 | 2.444% | 0.4858% | 0.0001187
[5 empty] | 0.94 | 2.5126 | 0.091633 | 325.5123 | 0.030388 | 0.4094% | 0.4845% | 1.9835e-05 |  |  |  | 0.94 | 2.5126 | 0.091633 | 325.5123 | 0.042712 | 1.147% | 0.4845% | 5.5553e-05 |  |  | 0.94 | 2.5126 | 0.091633 | 325.5123 | 0.051744 | 2.756% | 0.4845% | 0.0001335
[5 empty] | 0.945 | 2.569 | 0.085571 | 370.6916 | 0.034606 | 0.4661% | 0.483% | 2.2513e-05 |  |  |  | 0.945 | 2.569 | 0.085571 | 370.6916 | 0.048641 | 1.305% | 0.483% | 6.3018e-05 |  |  | 0.945 | 2.569 | 0.085571 | 370.6916 | 0.058926 | 3.132% | 0.483% | 0.00015127
[5 empty] | 0.95 | 2.6297 | 0.079335 | 426.2569 | 0.039794 | 0.5358% | 0.4812% | 2.5783e-05 |  |  |  | 0.95 | 2.6297 | 0.079335 | 426.2569 | 0.055932 | 1.499% | 0.4812% | 7.2128e-05 |  |  | 0.95 | 2.6297 | 0.079335 | 426.2569 | 0.067759 | 3.593% | 0.4812% | 0.0001729
[5 empty] | 0.955 | 2.6954 | 0.072913 | 495.8824 | 0.046293 | 0.623% | 0.4791% | 2.9848e-05 |  |  |  | 0.955 | 2.6954 | 0.072913 | 495.8824 | 0.065068 | 1.741% | 0.4791% | 8.3433e-05 |  |  | 0.955 | 2.6954 | 0.072913 | 495.8824 | 0.078826 | 4.167% | 0.4791% | 0.00019965
[5 empty] | 0.96 | 2.7673 | 0.066288 | 585.1316 | 0.054625 | 0.7347% | 0.4764% | 3.5006e-05 |  |  |  | 0.96 | 2.7673 | 0.066288 | 585.1316 | 0.076779 | 2.052% | 0.4764% | 9.7751e-05 |  |  | 0.96 | 2.7673 | 0.066288 | 585.1316 | 0.093014 | 4.899% | 0.4764% | 0.00023339
[5 empty] | 0.965 | 2.8468 | 0.059439 | 702.8224 | 0.065612 | 0.8819% | 0.4731% | 4.1719e-05 |  |  |  | 0.965 | 2.8468 | 0.059439 | 702.8224 | 0.092222 | 2.459% | 0.4731% | 0.00011634 |  |  | 0.965 | 2.8468 | 0.059439 | 702.8224 | 0.11172 | 5.855% | 0.4731% | 0.00027697
[5 empty] | 0.97 | 2.9364 | 0.05234 | 863.7606 | 0.080637 | 1.083% | 0.4687% | 5.0745e-05 |  |  |  | 0.97 | 2.9364 | 0.05234 | 863.7606 | 0.11334 | 3.014% | 0.4687% | 0.00014126 |  |  | 0.97 | 2.9364 | 0.05234 | 863.7606 | 0.13731 | 7.146% | 0.4687% | 0.00033494
[5 empty] | 0.975 | 3.0393 | 0.044958 | 1094.7498 | 0.1022 | 1.37% | 0.4627% | 6.3403e-05 |  |  |  | 0.975 | 3.0393 | 0.044958 | 1094.7498 | 0.14365 | 3.804% | 0.4627% | 0.00017603 |  |  | 0.975 | 3.0393 | 0.044958 | 1094.7498 | 0.17402 | 8.969% | 0.4627% | 0.00041502
[5 empty] | 0.98 | 3.1612 | 0.037245 | 1449.5569 | 0.13532 | 1.81% | 0.4541% | 8.2203e-05 |  |  |  | 0.98 | 3.1612 | 0.037245 | 1449.5569 | 0.19021 | 5.006% | 0.4541% | 0.00022731 |  |  | 0.98 | 3.1612 | 0.037245 | 1449.5569 | 0.23042 | 11.7% | 0.4541% | 0.00053128
[5 empty] | 0.985 | 3.3125 | 0.029131 | 2053.4266 | 0.1917 | 2.555% | 0.4406% | 0.00011256 |  |  |  | 0.985 | 3.3125 | 0.029131 | 2053.4266 | 0.26944 | 7.017% | 0.4406% | 0.00030915 |  |  | 0.985 | 3.3125 | 0.029131 | 2053.4266 | 0.32642 | 16.16% | 0.4406% | 0.00071201
[5 empty] | 0.99 | 3.5156 | 0.020502 | 3278.0376 | 0.30602 | 4.047% | 0.4165% | 0.00016855 |  |  |  | 0.99 | 3.5156 | 0.020502 | 3278.0376 | 0.43013 | 10.96% | 0.4165% | 0.00045663 |  |  | 0.99 | 3.5156 | 0.020502 | 3278.0376 | 0.52108 | 24.53% | 0.4165% | 0.0010214
[5 empty] | 0.995 | 3.8399 | 0.011123 | 6917.3506 | 0.64577 | 8.349% | 0.3607% | 0.00030118 |  |  |  | 0.995 | 3.8399 | 0.011123 | 6917.3506 | 0.90767 | 21.74% | 0.3607% | 0.00078408 |  |  | 0.995 | 3.8399 | 0.011123 | 6917.3506 | 1.0996 | 44.78% | 0.3607% | 0.0016153
|  |  |  | 3 | MeV: Standing, Speaking | 0.25 | hr | 1.1761 | 1.6 |  |  | R(ERq) |  |  |  | MeV: Standing, Speaking | 0.5 | hr | 1.1761 | 1.6 |  |  | R(ERq) |  |  | MeV: Standing, Speaking | 1 | hr | 1.1761 | 1.6 |  |  | R(ERq)
[5 empty] | Percentile Increment | log10ERq | pdf log10ERq | ERq | Avg quanta/m3 | PI(ERq) | PERq | PI(ERq)*PERq | Risk = | 0.01627 |  | Percentile Increment | log10ERq | pdf log10ERq | ERq | Avg quanta/m3 | PI(ERq) | PERq | PI(ERq)*PERq | Risk = | 0.032041 | Percentile Increment | log10ERq | pdf log10ERq | ERq | Avg quanta/m3 | PI(ERq) | PERq | PI(ERq)*PERq | Risk = | 0.053354
[5 empty] | 0.005 | -2.9452 | 0.0090373 | 0.0011344 | 1.059e-07 | 1.43e-06% |  | 0 | Percentile = | 0.885 |  | 0.005 | -2.9452 | 0.0090373 | 0.0011344 | 1.4885e-07 | 4.019e-06% |  | 0 | Percentile = | 0.865 | 0.005 | -2.9452 | 0.0090373 | 0.0011344 | 1.8033e-07 | 9.738e-06% |  | 0 | Percentile = | 0.845
[5 empty] | 0.01 | -2.5461 | 0.016658 | 0.002844 | 2.6551e-07 | 3.584e-06% | 0.6649% | 2.3833e-10 | R(ERq)max = | 0.3311% |  | 0.01 | -2.5461 | 0.016658 | 0.002844 | 3.7318e-07 | 1.008e-05% | 0.6649% | 6.6997e-10 | R(ERq)max = | 0.3912% | 0.01 | -2.5461 | 0.016658 | 0.002844 | 4.5209e-07 | 2.441e-05% | 0.6649% | 1.6233e-09 | R(ERq)max = | 0.4309%
[5 empty] | 0.015 | -2.2961 | 0.023669 | 0.0050576 | 4.7216e-07 | 6.374e-06% | 0.5918% | 3.7719e-10 | PI 90% = | 2.101% |  | 0.015 | -2.2961 | 0.023669 | 0.0050576 | 6.6364e-07 | 1.792e-05% | 0.5918% | 1.0603e-09 | PI 90% = | 5.795% | 0.015 | -2.2961 | 0.023669 | 0.0050576 | 8.0397e-07 | 4.341e-05% | 0.5918% | 2.5691e-09 | PI 90% = | 13.47%
[5 empty] | 0.02 | -2.1099 | 0.030261 | 0.0077641 | 7.2483e-07 | 9.785e-06% | 0.5633% | 5.512e-10 | Percentile = | 0.9 |  | 0.02 | -2.1099 | 0.030261 | 0.0077641 | 1.0188e-06 | 2.751e-05% | 0.5633% | 1.5495e-09 | Percentile = | 0.9 | 0.02 | -2.1099 | 0.030261 | 0.0077641 | 1.2342e-06 | 6.665e-05% | 0.5633% | 3.7542e-09 | Percentile = | 0.9
[5 empty] | 0.025 | -1.9599 | 0.036528 | 0.010969 | 1.024e-06 | 1.382e-05% | 0.5481% | 7.5771e-10 |  |  |  | 0.025 | -1.9599 | 0.036528 | 0.010969 | 1.4392e-06 | 3.886e-05% | 0.5481% | 2.13e-09 |  |  | 0.025 | -1.9599 | 0.036528 | 0.010969 | 1.7436e-06 | 9.415e-05% | 0.5481% | 5.1608e-09
[5 empty] | 0.03 | -1.8332 | 0.042526 | 0.014683 | 1.3708e-06 | 1.851e-05% | 0.5387% | 9.9686e-10 |  |  |  | 0.03 | -1.8332 | 0.042526 | 0.014683 | 1.9267e-06 | 5.202e-05% | 0.5387% | 2.8023e-09 |  |  | 0.03 | -1.8332 | 0.042526 | 0.014683 | 2.3341e-06 | 0.000126% | 0.5387% | 6.7897e-09
[5 empty] | 0.035 | -1.723 | 0.048294 | 0.018925 | 1.7667e-06 | 2.385e-05% | 0.5323% | 1.2695e-09 |  |  |  | 0.035 | -1.723 | 0.048294 | 0.018925 | 2.4833e-06 | 6.705e-05% | 0.5323% | 3.5687e-09 |  |  | 0.035 | -1.723 | 0.048294 | 0.018925 | 3.0083e-06 | 0.0001625% | 0.5323% | 8.6466e-09
[5 empty] | 0.04 | -1.625 | 0.053859 | 0.023713 | 2.2138e-06 | 2.989e-05% | 0.5276% | 1.5768e-09 |  |  |  | 0.04 | -1.625 | 0.053859 | 0.023713 | 3.1116e-06 | 8.401e-05% | 0.5276% | 4.4325e-09 |  |  | 0.04 | -1.625 | 0.053859 | 0.023713 | 3.7695e-06 | 0.0002036% | 0.5276% | 1.0739e-08
[5 empty] | 0.045 | -1.5365 | 0.059242 | 0.029071 | 2.7139e-06 | 3.664e-05% | 0.5241% | 1.92e-09 |  |  |  | 0.045 | -1.5365 | 0.059242 | 0.029071 | 3.8145e-06 | 0.000103% | 0.5241% | 5.3974e-09 |  |  | 0.045 | -1.5365 | 0.059242 | 0.029071 | 4.6211e-06 | 0.0002495% | 0.5241% | 1.3077e-08
[5 empty] | 0.05 | -1.4557 | 0.06446 | 0.035021 | 3.2694e-06 | 4.414e-05% | 0.5213% | 2.3008e-09 |  |  |  | 0.05 | -1.4557 | 0.06446 | 0.035021 | 4.5953e-06 | 0.0001241% | 0.5213% | 6.4678e-09 |  |  | 0.05 | -1.4557 | 0.06446 | 0.035021 | 5.567e-06 | 0.0003006% | 0.5213% | 1.5671e-08
[5 empty] | 0.055 | -1.381 | 0.069526 | 0.041589 | 3.8826e-06 | 5.242e-05% | 0.5191% | 2.7207e-09 |  |  |  | 0.055 | -1.381 | 0.069526 | 0.041589 | 5.4572e-06 | 0.0001473% | 0.5191% | 7.648e-09 |  |  | 0.055 | -1.381 | 0.069526 | 0.041589 | 6.6111e-06 | 0.000357% | 0.5191% | 1.853e-08
[5 empty] | 0.06 | -1.3115 | 0.074452 | 0.048804 | 4.5561e-06 | 6.151e-05% | 0.5172% | 3.1813e-09 |  |  |  | 0.06 | -1.3115 | 0.074452 | 0.048804 | 6.4038e-06 | 0.0001729% | 0.5172% | 8.943e-09 |  |  | 0.06 | -1.3115 | 0.074452 | 0.048804 | 7.7579e-06 | 0.0004189% | 0.5172% | 2.1668e-08
[5 empty] | 0.065 | -1.2465 | 0.079246 | 0.056693 | 5.2926e-06 | 7.145e-05% | 0.5157% | 3.6846e-09 |  |  |  | 0.065 | -1.2465 | 0.079246 | 0.056693 | 7.439e-06 | 0.0002009% | 0.5157% | 1.0358e-08 |  |  | 0.065 | -1.2465 | 0.079246 | 0.056693 | 9.012e-06 | 0.0004866% | 0.5157% | 2.5096e-08
[5 empty] | 0.07 | -1.1852 | 0.083917 | 0.065287 | 6.0949e-06 | 8.228e-05% | 0.5144% | 4.2325e-09 |  |  |  | 0.07 | -1.1852 | 0.083917 | 0.065287 | 8.5667e-06 | 0.0002313% | 0.5144% | 1.1898e-08 |  |  | 0.07 | -1.1852 | 0.083917 | 0.065287 | 1.0378e-05 | 0.0005604% | 0.5144% | 2.8827e-08
[5 empty] | 0.075 | -1.1272 | 0.088472 | 0.074618 | 6.966e-06 | 9.404e-05% | 0.5133% | 4.8269e-09 |  |  |  | 0.075 | -1.1272 | 0.088472 | 0.074618 | 9.791e-06 | 0.0002644% | 0.5133% | 1.3569e-08 |  |  | 0.075 | -1.1272 | 0.088472 | 0.074618 | 1.1861e-05 | 0.0006405% | 0.5133% | 3.2876e-08
[5 empty] | 0.08 | -1.072 | 0.092916 | 0.084718 | 7.9089e-06 | 0.0001068% | 0.5123% | 5.4699e-09 |  |  |  | 0.08 | -1.072 | 0.092916 | 0.084718 | 1.1116e-05 | 0.0003001% | 0.5123% | 1.5376e-08 |  |  | 0.08 | -1.072 | 0.092916 | 0.084718 | 1.3467e-05 | 0.0007272% | 0.5123% | 3.7255e-08
[5 empty] | 0.085 | -1.0194 | 0.097255 | 0.095624 | 8.927e-06 | 0.0001205% | 0.5115% | 6.1637e-09 |  |  |  | 0.085 | -1.0194 | 0.097255 | 0.095624 | 1.2547e-05 | 0.0003388% | 0.5115% | 1.7327e-08 |  |  | 0.085 | -1.0194 | 0.097255 | 0.095624 | 1.5201e-05 | 0.0008208% | 0.5115% | 4.1981e-08
[5 empty] | 0.09 | -0.96912 | 0.10149 | 0.10737 | 1.0024e-05 | 0.0001353% | 0.5107% | 6.9107e-09 |  |  |  | 0.09 | -0.96912 | 0.10149 | 0.10737 | 1.4089e-05 | 0.0003804% | 0.5107% | 1.9427e-08 |  |  | 0.09 | -0.96912 | 0.10149 | 0.10737 | 1.7068e-05 | 0.0009217% | 0.5107% | 4.7069e-08
[5 empty] | 0.095 | -0.92084 | 0.10564 | 0.12 | 1.1202e-05 | 0.0001512% | 0.51% | 7.7132e-09 |  |  |  | 0.095 | -0.92084 | 0.10564 | 0.12 | 1.5745e-05 | 0.0004251% | 0.51% | 2.1682e-08 |  |  | 0.095 | -0.92084 | 0.10564 | 0.12 | 1.9075e-05 | 0.00103% | 0.51% | 5.2534e-08
[5 empty] | 0.1 | -0.87439 | 0.10969 | 0.13354 | 1.2467e-05 | 0.0001683% | 0.5094% | 8.5737e-09 |  |  |  | 0.1 | -0.87439 | 0.10969 | 0.13354 | 1.7522e-05 | 0.0004731% | 0.5094% | 2.4101e-08 |  |  | 0.1 | -0.87439 | 0.10969 | 0.13354 | 2.1228e-05 | 0.001146% | 0.5094% | 5.8395e-08
[5 empty] | 0.105 | -0.82961 | 0.11365 | 0.14804 | 1.3821e-05 | 0.0001866% | 0.5089% | 9.4947e-09 |  |  |  | 0.105 | -0.82961 | 0.11365 | 0.14804 | 1.9426e-05 | 0.0005245% | 0.5089% | 2.6691e-08 |  |  | 0.105 | -0.82961 | 0.11365 | 0.14804 | 2.3533e-05 | 0.001271% | 0.5089% | 6.4669e-08
[5 empty] | 0.11 | -0.78635 | 0.11752 | 0.16355 | 1.5268e-05 | 0.0002061% | 0.5084% | 1.0479e-08 |  |  |  | 0.11 | -0.78635 | 0.11752 | 0.16355 | 2.146e-05 | 0.0005794% | 0.5084% | 2.9458e-08 |  |  | 0.11 | -0.78635 | 0.11752 | 0.16355 | 2.5998e-05 | 0.001404% | 0.5084% | 7.1373e-08
[5 empty] | 0.115 | -0.74448 | 0.12131 | 0.1801 | 1.6813e-05 | 0.000227% | 0.508% | 1.153e-08 |  |  |  | 0.115 | -0.74448 | 0.12131 | 0.1801 | 2.3632e-05 | 0.0006381% | 0.508% | 3.2411e-08 |  |  | 0.115 | -0.74448 | 0.12131 | 0.1801 | 2.8629e-05 | 0.001546% | 0.508% | 7.8528e-08
[5 empty] | 0.12 | -0.70389 | 0.12503 | 0.19775 | 1.8461e-05 | 0.0002492% | 0.5075% | 1.2649e-08 |  |  |  | 0.12 | -0.70389 | 0.12503 | 0.19775 | 2.5948e-05 | 0.0007006% | 0.5075% | 3.5558e-08 |  |  | 0.12 | -0.70389 | 0.12503 | 0.19775 | 3.1434e-05 | 0.001697% | 0.5075% | 8.6153e-08
[5 empty] | 0.125 | -0.66447 | 0.12866 | 0.21654 | 2.0215e-05 | 0.0002729% | 0.5072% | 1.3841e-08 |  |  |  | 0.125 | -0.66447 | 0.12866 | 0.21654 | 2.8413e-05 | 0.0007672% | 0.5072% | 3.8908e-08 |  |  | 0.125 | -0.66447 | 0.12866 | 0.21654 | 3.4421e-05 | 0.001859% | 0.5072% | 9.4269e-08
[5 empty] | 0.13 | -0.62613 | 0.13222 | 0.23652 | 2.208e-05 | 0.0002981% | 0.5068% | 1.5108e-08 |  |  |  | 0.13 | -0.62613 | 0.13222 | 0.23652 | 3.1035e-05 | 0.0008379% | 0.5068% | 4.2469e-08 |  |  | 0.13 | -0.62613 | 0.13222 | 0.23652 | 3.7597e-05 | 0.00203% | 0.5068% | 1.029e-07
[5 empty] | 0.135 | -0.58881 | 0.1357 | 0.25775 | 2.4062e-05 | 0.0003248% | 0.5065% | 1.6453e-08 |  |  |  | 0.135 | -0.58881 | 0.1357 | 0.25775 | 3.382e-05 | 0.0009131% | 0.5065% | 4.6251e-08 |  |  | 0.135 | -0.58881 | 0.1357 | 0.25775 | 4.0972e-05 | 0.002212% | 0.5065% | 1.1206e-07
[5 empty] | 0.14 | -0.55242 | 0.13911 | 0.28027 | 2.6165e-05 | 0.0003532% | 0.5062% | 1.7881e-08 |  |  |  | 0.14 | -0.55242 | 0.13911 | 0.28027 | 3.6776e-05 | 0.000993% | 0.5062% | 5.0264e-08 |  |  | 0.14 | -0.55242 | 0.13911 | 0.28027 | 4.4553e-05 | 0.002406% | 0.5062% | 1.2178e-07
[5 empty] | 0.145 | -0.5169 | 0.14245 | 0.30416 | 2.8395e-05 | 0.0003833% | 0.5059% | 1.9394e-08 |  |  |  | 0.145 | -0.5169 | 0.14245 | 0.30416 | 3.991e-05 | 0.001078% | 0.5059% | 5.4518e-08 |  |  | 0.145 | -0.5169 | 0.14245 | 0.30416 | 4.8349e-05 | 0.002611% | 0.5059% | 1.3209e-07
[5 empty] | 0.15 | -0.4822 | 0.14572 | 0.32946 | 3.0757e-05 | 0.0004152% | 0.5057% | 2.0997e-08 |  |  |  | 0.15 | -0.4822 | 0.14572 | 0.32946 | 4.323e-05 | 0.001167% | 0.5057% | 5.9023e-08 |  |  | 0.15 | -0.4822 | 0.14572 | 0.32946 | 5.2371e-05 | 0.002828% | 0.5057% | 1.4301e-07
[5 empty] | 0.155 | -0.44826 | 0.14893 | 0.35623 | 3.3257e-05 | 0.000449% | 0.5054% | 2.2692e-08 |  |  |  | 0.155 | -0.44826 | 0.14893 | 0.35623 | 4.6744e-05 | 0.001262% | 0.5054% | 6.379e-08 |  |  | 0.155 | -0.44826 | 0.14893 | 0.35623 | 5.6628e-05 | 0.003058% | 0.5054% | 1.5456e-07
[5 empty] | 0.16 | -0.41504 | 0.15207 | 0.38456 | 3.59e-05 | 0.0004847% | 0.5052% | 2.4486e-08 |  |  |  | 0.16 | -0.41504 | 0.15207 | 0.38456 | 5.046e-05 | 0.001362% | 0.5052% | 6.8831e-08 |  |  | 0.16 | -0.41504 | 0.15207 | 0.38456 | 6.113e-05 | 0.003301% | 0.5052% | 1.6677e-07
[5 empty] | 0.165 | -0.38249 | 0.15515 | 0.41449 | 3.8695e-05 | 0.0005224% | 0.505% | 2.638e-08 |  |  |  | 0.165 | -0.38249 | 0.15515 | 0.41449 | 5.4387e-05 | 0.001468% | 0.505% | 7.4157e-08 |  |  | 0.165 | -0.38249 | 0.15515 | 0.41449 | 6.5887e-05 | 0.003558% | 0.505% | 1.7967e-07
[5 empty] | 0.17 | -0.35057 | 0.15816 | 0.44609 | 4.1645e-05 | 0.0005622% | 0.5048% | 2.8381e-08 |  |  |  | 0.17 | -0.35057 | 0.15816 | 0.44609 | 5.8535e-05 | 0.00158% | 0.5048% | 7.9781e-08 |  |  | 0.17 | -0.35057 | 0.15816 | 0.44609 | 7.0912e-05 | 0.003829% | 0.5048% | 1.933e-07
[5 empty] | 0.175 | -0.31925 | 0.16111 | 0.47946 | 4.476e-05 | 0.0006043% | 0.5046% | 3.0492e-08 |  |  |  | 0.175 | -0.31925 | 0.16111 | 0.47946 | 6.2912e-05 | 0.001699% | 0.5046% | 8.5716e-08 |  |  | 0.175 | -0.31925 | 0.16111 | 0.47946 | 7.6215e-05 | 0.004116% | 0.5046% | 2.0768e-07
[5 empty] | 0.18 | -0.28849 | 0.164 | 0.51464 | 4.8045e-05 | 0.0006486% | 0.5044% | 3.2718e-08 |  |  |  | 0.18 | -0.28849 | 0.164 | 0.51464 | 6.753e-05 | 0.001823% | 0.5044% | 9.1974e-08 |  |  | 0.18 | -0.28849 | 0.164 | 0.51464 | 8.1809e-05 | 0.004418% | 0.5044% | 2.2284e-07
[5 empty] | 0.185 | -0.25827 | 0.16683 | 0.55174 | 5.1508e-05 | 0.0006954% | 0.5043% | 3.5065e-08 |  |  |  | 0.185 | -0.25827 | 0.16683 | 0.55174 | 7.2397e-05 | 0.001955% | 0.5043% | 9.8571e-08 |  |  | 0.185 | -0.25827 | 0.16683 | 0.55174 | 8.7706e-05 | 0.004736% | 0.5043% | 2.3882e-07
[5 empty] | 0.19 | -0.22854 | 0.1696 | 0.59082 | 5.5157e-05 | 0.0007446% | 0.5041% | 3.7537e-08 |  |  |  | 0.19 | -0.22854 | 0.1696 | 0.59082 | 7.7525e-05 | 0.002093% | 0.5041% | 1.0552e-07 |  |  | 0.19 | -0.22854 | 0.1696 | 0.59082 | 9.3918e-05 | 0.005071% | 0.5041% | 2.5566e-07
[5 empty] | 0.195 | -0.1993 | 0.17232 | 0.63198 | 5.8999e-05 | 0.0007965% | 0.504% | 4.014e-08 |  |  |  | 0.195 | -0.1993 | 0.17232 | 0.63198 | 8.2926e-05 | 0.002239% | 0.504% | 1.1284e-07 |  |  | 0.195 | -0.1993 | 0.17232 | 0.63198 | 0.00010046 | 0.005425% | 0.504% | 2.7339e-07
[5 empty] | 0.2 | -0.1705 | 0.17498 | 0.6753 | 6.3043e-05 | 0.0008511% | 0.5038% | 4.2879e-08 |  |  |  | 0.2 | -0.1705 | 0.17498 | 0.6753 | 8.861e-05 | 0.002392% | 0.5038% | 1.2054e-07 |  |  | 0.2 | -0.1705 | 0.17498 | 0.6753 | 0.00010735 | 0.005797% | 0.5038% | 2.9205e-07
[5 empty] | 0.205 | -0.14214 | 0.17758 | 0.72088 | 6.7298e-05 | 0.0009085% | 0.5037% | 4.5761e-08 |  |  |  | 0.205 | -0.14214 | 0.17758 | 0.72088 | 9.4591e-05 | 0.002554% | 0.5037% | 1.2864e-07 |  |  | 0.205 | -0.14214 | 0.17758 | 0.72088 | 0.00011459 | 0.006188% | 0.5037% | 3.1167e-07
[5 empty] | 0.21 | -0.11418 | 0.18013 | 0.76881 | 7.1773e-05 | 0.0009689% | 0.5036% | 4.8791e-08 |  |  |  | 0.21 | -0.11418 | 0.18013 | 0.76881 | 0.00010088 | 0.002724% | 0.5036% | 1.3715e-07 |  |  | 0.21 | -0.11418 | 0.18013 | 0.76881 | 0.00012221 | 0.006599% | 0.5036% | 3.3231e-07
[5 empty] | 0.215 | -0.086615 | 0.18262 | 0.81919 | 7.6476e-05 | 0.001032% | 0.5034% | 5.1975e-08 |  |  |  | 0.215 | -0.086615 | 0.18262 | 0.81919 | 0.00010749 | 0.002902% | 0.5034% | 1.4611e-07 |  |  | 0.215 | -0.086615 | 0.18262 | 0.81919 | 0.00013022 | 0.007032% | 0.5034% | 3.5399e-07
[5 empty] | 0.22 | -0.059418 | 0.18506 | 0.87213 | 8.1418e-05 | 0.001099% | 0.5033% | 5.5321e-08 |  |  |  | 0.22 | -0.059418 | 0.18506 | 0.87213 | 0.00011444 | 0.00309% | 0.5033% | 1.5551e-07 |  |  | 0.22 | -0.059418 | 0.18506 | 0.87213 | 0.00013864 | 0.007486% | 0.5033% | 3.7678e-07
[5 empty] | 0.225 | -0.032573 | 0.18745 | 0.92774 | 8.661e-05 | 0.001169% | 0.5032% | 5.8835e-08 |  |  |  | 0.225 | -0.032573 | 0.18745 | 0.92774 | 0.00012173 | 0.003287% | 0.5032% | 1.6539e-07 |  |  | 0.225 | -0.032573 | 0.18745 | 0.92774 | 0.00014748 | 0.007963% | 0.5032% | 4.0072e-07
[5 empty] | 0.23 | -0.0060637 | 0.18978 | 0.98613 | 9.2061e-05 | 0.001243% | 0.5031% | 6.2525e-08 |  |  |  | 0.23 | -0.0060637 | 0.18978 | 0.98613 | 0.0001294 | 0.003494% | 0.5031% | 1.7576e-07 |  |  | 0.23 | -0.0060637 | 0.18978 | 0.98613 | 0.00015676 | 0.008465% | 0.5031% | 4.2584e-07
[5 empty] | 0.235 | 0.020125 | 0.19206 | 1.0474 | 9.7784e-05 | 0.00132% | 0.503% | 6.6397e-08 |  |  |  | 0.235 | 0.020125 | 0.19206 | 1.0474 | 0.00013744 | 0.003711% | 0.503% | 1.8665e-07 |  |  | 0.235 | 0.020125 | 0.19206 | 1.0474 | 0.0001665 | 0.008991% | 0.503% | 4.5222e-07
[5 empty] | 0.24 | 0.046007 | 0.1943 | 1.1118 | 0.00010379 | 0.001401% | 0.5029% | 7.0461e-08 |  |  |  | 0.24 | 0.046007 | 0.1943 | 1.1118 | 0.00014588 | 0.003939% | 0.5029% | 1.9807e-07 |  |  | 0.24 | 0.046007 | 0.1943 | 1.1118 | 0.00017673 | 0.009543% | 0.5029% | 4.7989e-07
[5 empty] | 0.245 | 0.071597 | 0.19648 | 1.1792 | 0.00011009 | 0.001486% | 0.5028% | 7.4723e-08 |  |  |  | 0.245 | 0.071597 | 0.19648 | 1.1792 | 0.00015473 | 0.004178% | 0.5028% | 2.1005e-07 |  |  | 0.245 | 0.071597 | 0.19648 | 1.1792 | 0.00018745 | 0.01012% | 0.5028% | 5.0892e-07
[5 empty] | 0.25 | 0.096908 | 0.19861 | 1.25 | 0.00011669 | 0.001575% | 0.5027% | 7.9192e-08 |  |  |  | 0.25 | 0.096908 | 0.19861 | 1.25 | 0.00016402 | 0.004428% | 0.5027% | 2.2261e-07 |  |  | 0.25 | 0.096908 | 0.19861 | 1.25 | 0.0001987 | 0.01073% | 0.5027% | 5.3935e-07
[5 empty] | 0.255 | 0.12195 | 0.20069 | 1.3242 | 0.00012362 | 0.001669% | 0.5026% | 8.3878e-08 |  |  |  | 0.255 | 0.12195 | 0.20069 | 1.3242 | 0.00017376 | 0.004691% | 0.5026% | 2.3579e-07 |  |  | 0.255 | 0.12195 | 0.20069 | 1.3242 | 0.0002105 | 0.01137% | 0.5026% | 5.7127e-07
[5 empty] | 0.26 | 0.14674 | 0.20273 | 1.402 | 0.00013088 | 0.001767% | 0.5025% | 8.8789e-08 |  |  |  | 0.26 | 0.14674 | 0.20273 | 1.402 | 0.00018396 | 0.004967% | 0.5025% | 2.4959e-07 |  |  | 0.26 | 0.14674 | 0.20273 | 1.402 | 0.00022286 | 0.01203% | 0.5025% | 6.0471e-07
[5 empty] | 0.265 | 0.17128 | 0.20471 | 1.4835 | 0.00013849 | 0.00187% | 0.5024% | 9.3935e-08 |  |  |  | 0.265 | 0.17128 | 0.20471 | 1.4835 | 0.00019466 | 0.005256% | 0.5024% | 2.6406e-07 |  |  | 0.265 | 0.17128 | 0.20471 | 1.4835 | 0.00023582 | 0.01273% | 0.5024% | 6.3976e-07
[5 empty] | 0.27 | 0.19559 | 0.20665 | 1.5689 | 0.00014646 | 0.001977% | 0.5024% | 9.9327e-08 |  |  |  | 0.27 | 0.19559 | 0.20665 | 1.5689 | 0.00020586 | 0.005558% | 0.5024% | 2.7921e-07 |  |  | 0.27 | 0.19559 | 0.20665 | 1.5689 | 0.00024939 | 0.01347% | 0.5024% | 6.7648e-07
[5 empty] | 0.275 | 0.21968 | 0.20854 | 1.6583 | 0.00015482 | 0.00209% | 0.5023% | 1.0497e-07 |  |  |  | 0.275 | 0.21968 | 0.20854 | 1.6583 | 0.0002176 | 0.005875% | 0.5023% | 2.9509e-07 |  |  | 0.275 | 0.21968 | 0.20854 | 1.6583 | 0.00026361 | 0.01423% | 0.5023% | 7.1494e-07
[5 empty] | 0.28 | 0.24354 | 0.21039 | 1.752 | 0.00016356 | 0.002208% | 0.5022% | 1.1089e-07 |  |  |  | 0.28 | 0.24354 | 0.21039 | 1.752 | 0.0002299 | 0.006207% | 0.5022% | 3.1171e-07 |  |  | 0.28 | 0.24354 | 0.21039 | 1.752 | 0.00027851 | 0.01504% | 0.5022% | 7.5522e-07
[5 empty] | 0.285 | 0.26721 | 0.21219 | 1.8502 | 0.00017272 | 0.002332% | 0.5021% | 1.1708e-07 |  |  |  | 0.285 | 0.26721 | 0.21219 | 1.8502 | 0.00024277 | 0.006555% | 0.5021% | 3.2912e-07 |  |  | 0.285 | 0.26721 | 0.21219 | 1.8502 | 0.0002941 | 0.01588% | 0.5021% | 7.9739e-07
[5 empty] | 0.29 | 0.29068 | 0.21394 | 1.9529 | 0.00018231 | 0.002461% | 0.502% | 1.2356e-07 |  |  |  | 0.29 | 0.29068 | 0.21394 | 1.9529 | 0.00025625 | 0.006918% | 0.502% | 3.4734e-07 |  |  | 0.29 | 0.29068 | 0.21394 | 1.9529 | 0.00031043 | 0.01676% | 0.502% | 8.4154e-07
[5 empty] | 0.295 | 0.31395 | 0.21565 | 2.0604 | 0.00019235 | 0.002597% | 0.502% | 1.3035e-07 |  |  |  | 0.295 | 0.31395 | 0.21565 | 2.0604 | 0.00027036 | 0.007299% | 0.502% | 3.6642e-07 |  |  | 0.295 | 0.31395 | 0.21565 | 2.0604 | 0.00032753 | 0.01768% | 0.502% | 8.8775e-07
[5 empty] | 0.3 | 0.33705 | 0.21731 | 2.173 | 0.00020286 | 0.002739% | 0.5019% | 1.3745e-07 |  |  |  | 0.3 | 0.33705 | 0.21731 | 2.173 | 0.00028513 | 0.007698% | 0.5019% | 3.8638e-07 |  |  | 0.3 | 0.33705 | 0.21731 | 2.173 | 0.00034542 | 0.01865% | 0.5019% | 9.3611e-07
[5 empty] | 0.305 | 0.35997 | 0.21892 | 2.2907 | 0.00021385 | 0.002887% | 0.5018% | 1.4488e-07 |  |  |  | 0.305 | 0.35997 | 0.21892 | 2.2907 | 0.00030058 | 0.008115% | 0.5018% | 4.0727e-07 |  |  | 0.305 | 0.35997 | 0.21892 | 2.2907 | 0.00036414 | 0.01966% | 0.5018% | 9.8671e-07
[5 empty] | 0.31 | 0.38273 | 0.2205 | 2.414 | 0.00022536 | 0.003042% | 0.5018% | 1.5266e-07 |  |  |  | 0.31 | 0.38273 | 0.2205 | 2.414 | 0.00031675 | 0.008552% | 0.5018% | 4.2912e-07 |  |  | 0.31 | 0.38273 | 0.2205 | 2.414 | 0.00038373 | 0.02072% | 0.5018% | 1.0397e-06
[5 empty] | 0.315 | 0.40533 | 0.22202 | 2.5429 | 0.00023739 | 0.003205% | 0.5017% | 1.6079e-07 |  |  |  | 0.315 | 0.40533 | 0.22202 | 2.5429 | 0.00033367 | 0.009009% | 0.5017% | 4.5198e-07 |  |  | 0.315 | 0.40533 | 0.22202 | 2.5429 | 0.00040422 | 0.02183% | 0.5017% | 1.095e-06
[5 empty] | 0.32 | 0.42777 | 0.22351 | 2.6778 | 0.00024999 | 0.003375% | 0.5017% | 1.693e-07 |  |  |  | 0.32 | 0.42777 | 0.22351 | 2.6778 | 0.00035137 | 0.009486% | 0.5017% | 4.759e-07 |  |  | 0.32 | 0.42777 | 0.22351 | 2.6778 | 0.00042566 | 0.02298% | 0.5017% | 1.153e-06
[5 empty] | 0.325 | 0.45007 | 0.22495 | 2.8188 | 0.00026316 | 0.003553% | 0.5016% | 1.7819e-07 |  |  |  | 0.325 | 0.45007 | 0.22495 | 2.8188 | 0.00036988 | 0.009986% | 0.5016% | 5.0091e-07 |  |  | 0.325 | 0.45007 | 0.22495 | 2.8188 | 0.00044809 | 0.02419% | 0.5016% | 1.2136e-06
[5 empty] | 0.33 | 0.47223 | 0.22634 | 2.9664 | 0.00027693 | 0.003738% | 0.5015% | 1.875e-07 |  |  |  | 0.33 | 0.47223 | 0.22634 | 2.9664 | 0.00038924 | 0.01051% | 0.5015% | 5.2706e-07 |  |  | 0.33 | 0.47223 | 0.22634 | 2.9664 | 0.00047155 | 0.02546% | 0.5015% | 1.2769e-06
[5 empty] | 0.335 | 0.49425 | 0.2277 | 3.1207 | 0.00029134 | 0.003933% | 0.5015% | 1.9723e-07 |  |  |  | 0.335 | 0.49425 | 0.2277 | 3.1207 | 0.00040949 | 0.01106% | 0.5015% | 5.5442e-07 |  |  | 0.335 | 0.49425 | 0.2277 | 3.1207 | 0.00049608 | 0.02678% | 0.5015% | 1.3432e-06
[5 empty] | 0.34 | 0.51615 | 0.22901 | 3.2821 | 0.0003064 | 0.004136% | 0.5014% | 2.0741e-07 |  |  |  | 0.34 | 0.51615 | 0.22901 | 3.2821 | 0.00043066 | 0.01163% | 0.5014% | 5.8302e-07 |  |  | 0.34 | 0.51615 | 0.22901 | 3.2821 | 0.00052173 | 0.02817% | 0.5014% | 1.4125e-06
[5 empty] | 0.345 | 0.53792 | 0.23027 | 3.4508 | 0.00032215 | 0.004349% | 0.5014% | 2.1805e-07 |  |  |  | 0.345 | 0.53792 | 0.23027 | 3.4508 | 0.0004528 | 0.01222% | 0.5014% | 6.1293e-07 |  |  | 0.345 | 0.53792 | 0.23027 | 3.4508 | 0.00054855 | 0.02962% | 0.5014% | 1.4849e-06
[5 empty] | 0.35 | 0.55958 | 0.2315 | 3.6273 | 0.00033863 | 0.004571% | 0.5013% | 2.2917e-07 |  |  |  | 0.35 | 0.55958 | 0.2315 | 3.6273 | 0.00047595 | 0.01285% | 0.5013% | 6.4419e-07 |  |  | 0.35 | 0.55958 | 0.2315 | 3.6273 | 0.0005766 | 0.03113% | 0.5013% | 1.5607e-06
[5 empty] | 0.355 | 0.58112 | 0.23268 | 3.8117 | 0.00035585 | 0.004804% | 0.5013% | 2.408e-07 |  |  |  | 0.355 | 0.58112 | 0.23268 | 3.8117 | 0.00050016 | 0.0135% | 0.5013% | 6.7688e-07 |  |  | 0.355 | 0.58112 | 0.23268 | 3.8117 | 0.00060592 | 0.03271% | 0.5013% | 1.6399e-06
[5 empty] | 0.36 | 0.60256 | 0.23382 | 4.0046 | 0.00037385 | 0.005047% | 0.5012% | 2.5296e-07 |  |  |  | 0.36 | 0.60256 | 0.23382 | 4.0046 | 0.00052547 | 0.01419% | 0.5012% | 7.1105e-07 |  |  | 0.36 | 0.60256 | 0.23382 | 4.0046 | 0.00063658 | 0.03437% | 0.5012% | 1.7226e-06
[5 empty] | 0.365 | 0.62389 | 0.23492 | 4.2062 | 0.00039267 | 0.005301% | 0.5012% | 2.6567e-07 |  |  |  | 0.365 | 0.62389 | 0.23492 | 4.2062 | 0.00055192 | 0.0149% | 0.5012% | 7.4678e-07 |  |  | 0.365 | 0.62389 | 0.23492 | 4.2062 | 0.00066863 | 0.0361% | 0.5012% | 1.8092e-06
[5 empty] | 0.37 | 0.64513 | 0.23598 | 4.417 | 0.00041235 | 0.005567% | 0.5011% | 2.7895e-07 |  |  |  | 0.37 | 0.64513 | 0.23598 | 4.417 | 0.00057958 | 0.01565% | 0.5011% | 7.8412e-07 |  |  | 0.37 | 0.64513 | 0.23598 | 4.417 | 0.00070213 | 0.03791% | 0.5011% | 1.8996e-06
[5 empty] | 0.375 | 0.66627 | 0.237 | 4.6373 | 0.00043292 | 0.005844% | 0.5011% | 2.9284e-07 |  |  |  | 0.375 | 0.66627 | 0.237 | 4.6373 | 0.00060849 | 0.01643% | 0.5011% | 8.2315e-07 |  |  | 0.375 | 0.66627 | 0.237 | 4.6373 | 0.00073716 | 0.0398% | 0.5011% | 1.9942e-06
[5 empty] | 0.38 | 0.68732 | 0.23797 | 4.8677 | 0.00045443 | 0.006135% | 0.501% | 3.0735e-07 |  |  |  | 0.38 | 0.68732 | 0.23797 | 4.8677 | 0.00063872 | 0.01724% | 0.501% | 8.6395e-07 |  |  | 0.38 | 0.68732 | 0.23797 | 4.8677 | 0.00077378 | 0.04178% | 0.501% | 2.093e-06
[5 empty] | 0.385 | 0.70829 | 0.23891 | 5.1085 | 0.00047691 | 0.006438% | 0.501% | 3.2253e-07 |  |  |  | 0.385 | 0.70829 | 0.23891 | 5.1085 | 0.00067031 | 0.0181% | 0.501% | 9.066e-07 |  |  | 0.385 | 0.70829 | 0.23891 | 5.1085 | 0.00081205 | 0.04384% | 0.501% | 2.1963e-06
[5 empty] | 0.39 | 0.72918 | 0.2398 | 5.3602 | 0.00050041 | 0.006755% | 0.5009% | 3.3839e-07 |  |  |  | 0.39 | 0.72918 | 0.2398 | 5.3602 | 0.00070334 | 0.01899% | 0.5009% | 9.5118e-07 |  |  | 0.39 | 0.72918 | 0.2398 | 5.3602 | 0.00085207 | 0.046% | 0.5009% | 2.3043e-06
[5 empty] | 0.395 | 0.74999 | 0.24065 | 5.6233 | 0.00052497 | 0.007087% | 0.5009% | 3.5497e-07 |  |  |  | 0.395 | 0.74999 | 0.24065 | 5.6233 | 0.00073787 | 0.01992% | 0.5009% | 9.9778e-07 |  |  | 0.395 | 0.74999 | 0.24065 | 5.6233 | 0.0008939 | 0.04826% | 0.5009% | 2.4172e-06
[5 empty] | 0.4 | 0.77074 | 0.24146 | 5.8984 | 0.00055065 | 0.007434% | 0.5008% | 3.723e-07 |  |  |  | 0.4 | 0.77074 | 0.24146 | 5.8984 | 0.00077397 | 0.02089% | 0.5008% | 1.0465e-06 |  |  | 0.4 | 0.77074 | 0.24146 | 5.8984 | 0.00093762 | 0.05062% | 0.5008% | 2.5352e-06
[5 empty] | 0.405 | 0.79141 | 0.24224 | 6.186 | 0.0005775 | 0.007796% | 0.5008% | 3.9041e-07 |  |  |  | 0.405 | 0.79141 | 0.24224 | 6.186 | 0.0008117 | 0.02191% | 0.5008% | 1.0974e-06 |  |  | 0.405 | 0.79141 | 0.24224 | 6.186 | 0.00098334 | 0.05309% | 0.5008% | 2.6585e-06
[5 empty] | 0.41 | 0.81202 | 0.24297 | 6.4866 | 0.00060556 | 0.008175% | 0.5007% | 4.0935e-07 |  |  |  | 0.41 | 0.81202 | 0.24297 | 6.4866 | 0.00085115 | 0.02298% | 0.5007% | 1.1506e-06 |  |  | 0.41 | 0.81202 | 0.24297 | 6.4866 | 0.0010311 | 0.05567% | 0.5007% | 2.7874e-06
[5 empty] | 0.415 | 0.83257 | 0.24366 | 6.8009 | 0.00063491 | 0.008571% | 0.5007% | 4.2915e-07 |  |  |  | 0.415 | 0.83257 | 0.24366 | 6.8009 | 0.00089239 | 0.02409% | 0.5007% | 1.2063e-06 |  |  | 0.415 | 0.83257 | 0.24366 | 6.8009 | 0.0010811 | 0.05836% | 0.5007% | 2.9222e-06
[5 empty] | 0.42 | 0.85306 | 0.24431 | 7.1295 | 0.00066558 | 0.008985% | 0.5007% | 4.4984e-07 |  |  |  | 0.42 | 0.85306 | 0.24431 | 7.1295 | 0.00093551 | 0.02526% | 0.5007% | 1.2644e-06 |  |  | 0.42 | 0.85306 | 0.24431 | 7.1295 | 0.0011333 | 0.06118% | 0.5007% | 3.0631e-06
[5 empty] | 0.425 | 0.8735 | 0.24492 | 7.4731 | 0.00069766 | 0.009418% | 0.5006% | 4.7148e-07 |  |  |  | 0.425 | 0.8735 | 0.24492 | 7.4731 | 0.00098059 | 0.02647% | 0.5006% | 1.3253e-06 |  |  | 0.425 | 0.8735 | 0.24492 | 7.4731 | 0.0011879 | 0.06413% | 0.5006% | 3.2104e-06
[5 empty] | 0.43 | 0.89389 | 0.24549 | 7.8324 | 0.0007312 | 0.009871% | 0.5006% | 4.941e-07 |  |  |  | 0.43 | 0.89389 | 0.24549 | 7.8324 | 0.0010277 | 0.02774% | 0.5006% | 1.3888e-06 |  |  | 0.43 | 0.89389 | 0.24549 | 7.8324 | 0.001245 | 0.06721% | 0.5006% | 3.3644e-06
[5 empty] | 0.435 | 0.91424 | 0.24602 | 8.208 | 0.00076626 | 0.01034% | 0.5005% | 5.1775e-07 |  |  |  | 0.435 | 0.91424 | 0.24602 | 8.208 | 0.001077 | 0.02908% | 0.5005% | 1.4553e-06 |  |  | 0.435 | 0.91424 | 0.24602 | 8.208 | 0.0013048 | 0.07043% | 0.5005% | 3.5254e-06
[5 empty] | 0.44 | 0.93454 | 0.24651 | 8.6008 | 0.00080294 | 0.01084% | 0.5005% | 5.4249e-07 |  |  |  | 0.44 | 0.93454 | 0.24651 | 8.6008 | 0.0011286 | 0.03047% | 0.5005% | 1.5248e-06 |  |  | 0.44 | 0.93454 | 0.24651 | 8.6008 | 0.0013672 | 0.0738% | 0.5005% | 3.6937e-06
[5 empty] | 0.445 | 0.9548 | 0.24697 | 9.0117 | 0.00084129 | 0.01136% | 0.5005% | 5.6835e-07 |  |  |  | 0.445 | 0.9548 | 0.24697 | 9.0117 | 0.0011825 | 0.03192% | 0.5005% | 1.5975e-06 |  |  | 0.445 | 0.9548 | 0.24697 | 9.0117 | 0.0014325 | 0.07733% | 0.5005% | 3.8698e-06
[5 empty] | 0.45 | 0.97503 | 0.24738 | 9.4413 | 0.0008814 | 0.0119% | 0.5004% | 5.954e-07 |  |  |  | 0.45 | 0.97503 | 0.24738 | 9.4413 | 0.0012389 | 0.03344% | 0.5004% | 1.6735e-06 |  |  | 0.45 | 0.97503 | 0.24738 | 9.4413 | 0.0015008 | 0.08101% | 0.5004% | 4.0539e-06
[5 empty] | 0.455 | 0.99523 | 0.24775 | 9.8908 | 0.00092336 | 0.01246% | 0.5004% | 6.2369e-07 |  |  |  | 0.455 | 0.99523 | 0.24775 | 9.8908 | 0.0012978 | 0.03504% | 0.5004% | 1.7531e-06 |  |  | 0.455 | 0.99523 | 0.24775 | 9.8908 | 0.0015723 | 0.08487% | 0.5004% | 4.2464e-06
[5 empty] | 0.46 | 1.0154 | 0.24808 | 10.3609 | 0.00096725 | 0.01306% | 0.5003% | 6.5328e-07 |  |  |  | 0.46 | 1.0154 | 0.24808 | 10.3609 | 0.0013595 | 0.0367% | 0.5003% | 1.8362e-06 |  |  | 0.46 | 1.0154 | 0.24808 | 10.3609 | 0.001647 | 0.0889% | 0.5003% | 4.4478e-06
[5 empty] | 0.465 | 1.0355 | 0.24838 | 10.8527 | 0.0010132 | 0.01368% | 0.5003% | 6.8424e-07 |  |  |  | 0.465 | 1.0355 | 0.24838 | 10.8527 | 0.0014241 | 0.03844% | 0.5003% | 1.9232e-06 |  |  | 0.465 | 1.0355 | 0.24838 | 10.8527 | 0.0017252 | 0.09312% | 0.5003% | 4.6585e-06
[5 empty] | 0.47 | 1.0557 | 0.24863 | 11.3674 | 0.0010612 | 0.01433% | 0.5002% | 7.1662e-07 |  |  |  | 0.47 | 1.0557 | 0.24863 | 11.3674 | 0.0014916 | 0.04026% | 0.5002% | 2.0142e-06 |  |  | 0.47 | 1.0557 | 0.24863 | 11.3674 | 0.001807 | 0.09753% | 0.5002% | 4.8789e-06
[5 empty] | 0.475 | 1.0758 | 0.24885 | 11.9059 | 0.0011115 | 0.015% | 0.5002% | 7.5051e-07 |  |  |  | 0.475 | 1.0758 | 0.24885 | 11.9059 | 0.0015622 | 0.04217% | 0.5002% | 2.1095e-06 |  |  | 0.475 | 1.0758 | 0.24885 | 11.9059 | 0.0018926 | 0.1021% | 0.5002% | 5.1095e-06
[5 empty] | 0.48 | 1.0958 | 0.24903 | 12.4694 | 0.0011641 | 0.01571% | 0.5002% | 7.8597e-07 |  |  |  | 0.48 | 1.0958 | 0.24903 | 12.4694 | 0.0016362 | 0.04417% | 0.5002% | 2.2091e-06 |  |  | 0.48 | 1.0958 | 0.24903 | 12.4694 | 0.0019822 | 0.107% | 0.5002% | 5.3508e-06
[5 empty] | 0.485 | 1.1159 | 0.24916 | 13.0592 | 0.0012192 | 0.01646% | 0.5001% | 8.2308e-07 |  |  |  | 0.485 | 1.1159 | 0.24916 | 13.0592 | 0.0017136 | 0.04626% | 0.5001% | 2.3134e-06 |  |  | 0.485 | 1.1159 | 0.24916 | 13.0592 | 0.0020759 | 0.112% | 0.5001% | 5.6033e-06
[5 empty] | 0.49 | 1.136 | 0.24926 | 13.6767 | 0.0012768 | 0.01724% | 0.5001% | 8.6192e-07 |  |  |  | 0.49 | 1.136 | 0.24926 | 13.6767 | 0.0017946 | 0.04844% | 0.5001% | 2.4226e-06 |  |  | 0.49 | 1.136 | 0.24926 | 13.6767 | 0.0021741 | 0.1173% | 0.5001% | 5.8676e-06
[5 empty] | 0.495 | 1.156 | 0.24932 | 14.3231 | 0.0013371 | 0.01805% | 0.5001% | 9.0259e-07 |  |  |  | 0.495 | 1.156 | 0.24932 | 14.3231 | 0.0018794 | 0.05073% | 0.5001% | 2.5368e-06 |  |  | 0.495 | 1.156 | 0.24932 | 14.3231 | 0.0022768 | 0.1229% | 0.5001% | 6.1443e-06
[5 empty] | 0.5 | 1.1761 | 0.24934 | 15 | 0.0014003 | 0.0189% | 0.5% | 9.4516e-07 |  |  |  | 0.5 | 1.1761 | 0.24934 | 15 | 0.0019682 | 0.05313% | 0.5% | 2.6565e-06 |  |  | 0.5 | 1.1761 | 0.24934 | 15 | 0.0023844 | 0.1287% | 0.5% | 6.434e-06
[5 empty] | 0.505 | 1.1961 | 0.24932 | 15.7089 | 0.0014665 | 0.0198% | 0.5% | 9.8975e-07 |  |  |  | 0.505 | 1.1961 | 0.24932 | 15.7089 | 0.0020613 | 0.05564% | 0.5% | 2.7818e-06 |  |  | 0.505 | 1.1961 | 0.24932 | 15.7089 | 0.0024971 | 0.1348% | 0.5% | 6.7373e-06
[5 empty] | 0.51 | 1.2162 | 0.24926 | 16.4513 | 0.0015358 | 0.02073% | 0.4999% | 1.0364e-06 |  |  |  | 0.51 | 1.2162 | 0.24926 | 16.4513 | 0.0021587 | 0.05827% | 0.4999% | 2.913e-06 |  |  | 0.51 | 1.2162 | 0.24926 | 16.4513 | 0.0026151 | 0.1411% | 0.4999% | 7.055e-06
[5 empty] | 0.515 | 1.2363 | 0.24916 | 17.2292 | 0.0016084 | 0.02171% | 0.4999% | 1.0854e-06 |  |  |  | 0.515 | 1.2363 | 0.24916 | 17.2292 | 0.0022607 | 0.06102% | 0.4999% | 3.0504e-06 |  |  | 0.515 | 1.2363 | 0.24916 | 17.2292 | 0.0027388 | 0.1478% | 0.4999% | 7.3877e-06
[5 empty] | 0.52 | 1.2563 | 0.24903 | 18.0442 | 0.0016845 | 0.02274% | 0.4999% | 1.1366e-06 |  |  |  | 0.52 | 1.2563 | 0.24903 | 18.0442 | 0.0023677 | 0.06391% | 0.4999% | 3.1944e-06 |  |  | 0.52 | 1.2563 | 0.24903 | 18.0442 | 0.0028683 | 0.1548% | 0.4999% | 7.7363e-06
[5 empty] | 0.525 | 1.2764 | 0.24885 | 18.8983 | 0.0017643 | 0.02381% | 0.4998% | 1.1903e-06 |  |  |  | 0.525 | 1.2764 | 0.24885 | 18.8983 | 0.0024798 | 0.06693% | 0.4998% | 3.3453e-06 |  |  | 0.525 | 1.2764 | 0.24885 | 18.8983 | 0.0030041 | 0.1621% | 0.4998% | 8.1015e-06
[5 empty] | 0.53 | 1.2965 | 0.24863 | 19.7935 | 0.0018478 | 0.02494% | 0.4998% | 1.2466e-06 |  |  |  | 0.53 | 1.2965 | 0.24863 | 19.7935 | 0.0025972 | 0.0701% | 0.4998% | 3.5035e-06 |  |  | 0.53 | 1.2965 | 0.24863 | 19.7935 | 0.0031464 | 0.1698% | 0.4998% | 8.4843e-06
[5 empty] | 0.535 | 1.3166 | 0.24838 | 20.7321 | 0.0019355 | 0.02613% | 0.4997% | 1.3056e-06 |  |  |  | 0.535 | 1.3166 | 0.24838 | 20.7321 | 0.0027204 | 0.07342% | 0.4997% | 3.6692e-06 |  |  | 0.535 | 1.3166 | 0.24838 | 20.7321 | 0.0032956 | 0.1778% | 0.4997% | 8.8856e-06
[5 empty] | 0.54 | 1.3368 | 0.24808 | 21.7163 | 0.0020273 | 0.02737% | 0.4997% | 1.3674e-06 |  |  |  | 0.54 | 1.3368 | 0.24808 | 21.7163 | 0.0028495 | 0.07691% | 0.4997% | 3.843e-06 |  |  | 0.54 | 1.3368 | 0.24808 | 21.7163 | 0.0034521 | 0.1862% | 0.4997% | 9.3062e-06
[5 empty] | 0.545 | 1.357 | 0.24775 | 22.7485 | 0.0021237 | 0.02867% | 0.4997% | 1.4323e-06 |  |  |  | 0.545 | 1.357 | 0.24775 | 22.7485 | 0.002985 | 0.08056% | 0.4997% | 4.0253e-06 |  |  | 0.545 | 1.357 | 0.24775 | 22.7485 | 0.0036161 | 0.1951% | 0.4997% | 9.7474e-06
[5 empty] | 0.55 | 1.3771 | 0.24738 | 23.8314 | 0.0022248 | 0.03003% | 0.4996% | 1.5004e-06 |  |  |  | 0.55 | 1.3771 | 0.24738 | 23.8314 | 0.0031271 | 0.08439% | 0.4996% | 4.2165e-06 |  |  | 0.55 | 1.3771 | 0.24738 | 23.8314 | 0.0037883 | 0.2044% | 0.4996% | 1.021e-05
[5 empty] | 0.555 | 1.3974 | 0.24697 | 24.9677 | 0.0023309 | 0.03146% | 0.4996% | 1.5718e-06 |  |  |  | 0.555 | 1.3974 | 0.24697 | 24.9677 | 0.0032762 | 0.08842% | 0.4996% | 4.4171e-06 |  |  | 0.555 | 1.3974 | 0.24697 | 24.9677 | 0.0039689 | 0.2141% | 0.4996% | 1.0696e-05
[5 empty] | 0.56 | 1.4176 | 0.24651 | 26.1603 | 0.0024422 | 0.03296% | 0.4995% | 1.6467e-06 |  |  |  | 0.56 | 1.4176 | 0.24651 | 26.1603 | 0.0034326 | 0.09264% | 0.4995% | 4.6276e-06 |  |  | 0.56 | 1.4176 | 0.24651 | 26.1603 | 0.0041585 | 0.2243% | 0.4995% | 1.1205e-05
[5 empty] | 0.565 | 1.4379 | 0.24602 | 27.4123 | 0.0025591 | 0.03454% | 0.4995% | 1.7253e-06 |  |  |  | 0.565 | 1.4379 | 0.24602 | 27.4123 | 0.0035969 | 0.09707% | 0.4995% | 4.8486e-06 |  |  | 0.565 | 1.4379 | 0.24602 | 27.4123 | 0.0043575 | 0.235% | 0.4995% | 1.174e-05
[5 empty] | 0.57 | 1.4583 | 0.24549 | 28.727 | 0.0026818 | 0.0362% | 0.4995% | 1.8079e-06 |  |  |  | 0.57 | 1.4583 | 0.24549 | 28.727 | 0.0037694 | 0.1017% | 0.4995% | 5.0806e-06 |  |  | 0.57 | 1.4583 | 0.24549 | 28.727 | 0.0045665 | 0.2463% | 0.4995% | 1.2301e-05
[5 empty] | 0.575 | 1.4787 | 0.24492 | 30.1079 | 0.0028107 | 0.03794% | 0.4994% | 1.8947e-06 |  |  |  | 0.575 | 1.4787 | 0.24492 | 30.1079 | 0.0039506 | 0.1066% | 0.4994% | 5.3242e-06 |  |  | 0.575 | 1.4787 | 0.24492 | 30.1079 | 0.004786 | 0.2581% | 0.4994% | 1.289e-05
[5 empty] | 0.58 | 1.4991 | 0.24431 | 31.5588 | 0.0029462 | 0.03977% | 0.4994% | 1.9858e-06 |  |  |  | 0.58 | 1.4991 | 0.24431 | 31.5588 | 0.004141 | 0.1117% | 0.4994% | 5.5802e-06 |  |  | 0.58 | 1.4991 | 0.24431 | 31.5588 | 0.0050167 | 0.2705% | 0.4994% | 1.351e-05
[5 empty] | 0.585 | 1.5196 | 0.24366 | 33.0837 | 0.0030886 | 0.04169% | 0.4993% | 2.0815e-06 |  |  |  | 0.585 | 1.5196 | 0.24366 | 33.0837 | 0.0043411 | 0.1171% | 0.4993% | 5.8492e-06 |  |  | 0.585 | 1.5196 | 0.24366 | 33.0837 | 0.005259 | 0.2836% | 0.4993% | 1.416e-05
[5 empty] | 0.59 | 1.5402 | 0.24297 | 34.6867 | 0.0032382 | 0.04371% | 0.4993% | 2.1822e-06 |  |  |  | 0.59 | 1.5402 | 0.24297 | 34.6867 | 0.0045515 | 0.1228% | 0.4993% | 6.1319e-06 |  |  | 0.59 | 1.5402 | 0.24297 | 34.6867 | 0.0055139 | 0.2973% | 0.4993% | 1.4844e-05
[5 empty] | 0.595 | 1.5608 | 0.24224 | 36.3725 | 0.0033956 | 0.04583% | 0.4992% | 2.288e-06 |  |  |  | 0.595 | 1.5608 | 0.24224 | 36.3725 | 0.0047727 | 0.1288% | 0.4992% | 6.4291e-06 |  |  | 0.595 | 1.5608 | 0.24224 | 36.3725 | 0.0057818 | 0.3117% | 0.4992% | 1.5563e-05
[5 empty] | 0.6 | 1.5814 | 0.24146 | 38.1458 | 0.0035611 | 0.04806% | 0.4992% | 2.3993e-06 |  |  |  | 0.6 | 1.5814 | 0.24146 | 38.1458 | 0.0050053 | 0.1351% | 0.4992% | 6.7418e-06 |  |  | 0.6 | 1.5814 | 0.24146 | 38.1458 | 0.0060637 | 0.3269% | 0.4992% | 1.6319e-05
[5 empty] | 0.605 | 1.6022 | 0.24065 | 40.0118 | 0.0037353 | 0.05041% | 0.4992% | 2.5164e-06 |  |  |  | 0.605 | 1.6022 | 0.24065 | 40.0118 | 0.0052502 | 0.1417% | 0.4992% | 7.0707e-06 |  |  | 0.605 | 1.6022 | 0.24065 | 40.0118 | 0.0063604 | 0.3429% | 0.4992% | 1.7114e-05
[5 empty] | 0.61 | 1.623 | 0.2398 | 41.9761 | 0.0039187 | 0.05289% | 0.4991% | 2.6397e-06 |  |  |  | 0.61 | 1.623 | 0.2398 | 41.9761 | 0.0055079 | 0.1486% | 0.4991% | 7.4169e-06 |  |  | 0.61 | 1.623 | 0.2398 | 41.9761 | 0.0066726 | 0.3597% | 0.4991% | 1.7951e-05
[5 empty] | 0.615 | 1.6439 | 0.23891 | 44.0444 | 0.0041118 | 0.05549% | 0.4991% | 2.7695e-06 |  |  |  | 0.615 | 1.6439 | 0.23891 | 44.0444 | 0.0057793 | 0.1559% | 0.4991% | 7.7814e-06 |  |  | 0.615 | 1.6439 | 0.23891 | 44.0444 | 0.0070014 | 0.3774% | 0.4991% | 1.8833e-05
[5 empty] | 0.62 | 1.6649 | 0.23797 | 46.2233 | 0.0043152 | 0.05824% | 0.499% | 2.9062e-06 |  |  |  | 0.62 | 1.6649 | 0.23797 | 46.2233 | 0.0060652 | 0.1636% | 0.499% | 8.1652e-06 |  |  | 0.62 | 1.6649 | 0.23797 | 46.2233 | 0.0073477 | 0.396% | 0.499% | 1.9761e-05
[5 empty] | 0.625 | 1.6859 | 0.237 | 48.5193 | 0.0045296 | 0.06113% | 0.499% | 3.0502e-06 |  |  |  | 0.625 | 1.6859 | 0.237 | 48.5193 | 0.0063665 | 0.1717% | 0.499% | 8.5697e-06 |  |  | 0.625 | 1.6859 | 0.237 | 48.5193 | 0.0077127 | 0.4156% | 0.499% | 2.0738e-05
[5 empty] | 0.63 | 1.7071 | 0.23598 | 50.9397 | 0.0047555 | 0.06418% | 0.4989% | 3.202e-06 |  |  |  | 0.63 | 1.7071 | 0.23598 | 50.9397 | 0.0066841 | 0.1803% | 0.4989% | 8.9959e-06 |  |  | 0.63 | 1.7071 | 0.23598 | 50.9397 | 0.0080975 | 0.4363% | 0.4989% | 2.1768e-05
[5 empty] | 0.635 | 1.7283 | 0.23492 | 53.4924 | 0.0049938 | 0.06739% | 0.4989% | 3.3621e-06 |  |  |  | 0.635 | 1.7283 | 0.23492 | 53.4924 | 0.0070191 | 0.1893% | 0.4989% | 9.4454e-06 |  |  | 0.635 | 1.7283 | 0.23492 | 53.4924 | 0.0085033 | 0.4581% | 0.4989% | 2.2854e-05
[5 empty] | 0.64 | 1.7496 | 0.23382 | 56.1856 | 0.0052453 | 0.07079% | 0.4988% | 3.5309e-06 |  |  |  | 0.64 | 1.7496 | 0.23382 | 56.1856 | 0.0073725 | 0.1989% | 0.4988% | 9.9195e-06 |  |  | 0.64 | 1.7496 | 0.23382 | 56.1856 | 0.0089314 | 0.4811% | 0.4988% | 2.4e-05
[5 empty] | 0.645 | 1.7711 | 0.23268 | 59.0284 | 0.0055106 | 0.07437% | 0.4988% | 3.7092e-06 |  |  |  | 0.645 | 1.7711 | 0.23268 | 59.0284 | 0.0077455 | 0.2089% | 0.4988% | 1.042e-05 |  |  | 0.645 | 1.7711 | 0.23268 | 59.0284 | 0.0093833 | 0.5054% | 0.4988% | 2.5209e-05
[5 empty] | 0.65 | 1.7926 | 0.2315 | 62.0303 | 0.0057909 | 0.07815% | 0.4987% | 3.8973e-06 |  |  |  | 0.65 | 1.7926 | 0.2315 | 62.0303 | 0.0081394 | 0.2195% | 0.4987% | 1.0948e-05 |  |  | 0.65 | 1.7926 | 0.2315 | 62.0303 | 0.0098605 | 0.531% | 0.4987% | 2.6484e-05
[5 empty] | 0.655 | 1.8143 | 0.23027 | 65.2018 | 0.006087 | 0.08214% | 0.4987% | 4.0961e-06 |  |  |  | 0.655 | 1.8143 | 0.23027 | 65.2018 | 0.0085555 | 0.2307% | 0.4987% | 1.1506e-05 |  |  | 0.655 | 1.8143 | 0.23027 | 65.2018 | 0.010365 | 0.5581% | 0.4987% | 2.7832e-05
[5 empty] | 0.66 | 1.836 | 0.22901 | 68.5539 | 0.0063999 | 0.08636% | 0.4986% | 4.3061e-06 |  |  |  | 0.66 | 1.836 | 0.22901 | 68.5539 | 0.0089954 | 0.2426% | 0.4986% | 1.2095e-05 |  |  | 0.66 | 1.836 | 0.22901 | 68.5539 | 0.010897 | 0.5867% | 0.4986% | 2.9255e-05
[5 empty] | 0.665 | 1.8579 | 0.2277 | 72.0988 | 0.0067308 | 0.09083% | 0.4986% | 4.5282e-06 |  |  |  | 0.665 | 1.8579 | 0.2277 | 72.0988 | 0.0094605 | 0.2551% | 0.4986% | 1.2719e-05 |  |  | 0.665 | 1.8579 | 0.2277 | 72.0988 | 0.011461 | 0.617% | 0.4986% | 3.076e-05
[5 empty] | 0.67 | 1.88 | 0.22634 | 75.8494 | 0.007081 | 0.09555% | 0.4985% | 4.7631e-06 |  |  |  | 0.67 | 1.88 | 0.22634 | 75.8494 | 0.0099527 | 0.2684% | 0.4985% | 1.3378e-05 |  |  | 0.67 | 1.88 | 0.22634 | 75.8494 | 0.012057 | 0.649% | 0.4985% | 3.2352e-05
[5 empty] | 0.675 | 1.9021 | 0.22495 | 79.8198 | 0.0074516 | 0.1005% | 0.4984% | 5.0117e-06 |  |  |  | 0.675 | 1.9021 | 0.22495 | 79.8198 | 0.010474 | 0.2824% | 0.4984% | 1.4076e-05 |  |  | 0.675 | 1.9021 | 0.22495 | 79.8198 | 0.012688 | 0.6828% | 0.4984% | 3.4035e-05
[5 empty] | 0.68 | 1.9244 | 0.22351 | 84.0252 | 0.0078442 | 0.1058% | 0.4984% | 5.275e-06 |  |  |  | 0.68 | 1.9244 | 0.22351 | 84.0252 | 0.011025 | 0.2972% | 0.4984% | 1.4814e-05 |  |  | 0.68 | 1.9244 | 0.22351 | 84.0252 | 0.013357 | 0.7187% | 0.4984% | 3.5818e-05
[5 empty] | 0.685 | 1.9469 | 0.22202 | 88.4819 | 0.0082603 | 0.1115% | 0.4983% | 5.554e-06 |  |  |  | 0.685 | 1.9469 | 0.22202 | 88.4819 | 0.01161 | 0.313% | 0.4983% | 1.5597e-05 |  |  | 0.685 | 1.9469 | 0.22202 | 88.4819 | 0.014065 | 0.7566% | 0.4983% | 3.7706e-05
[5 empty] | 0.69 | 1.9695 | 0.2205 | 93.2077 | 0.0087015 | 0.1174% | 0.4983% | 5.8497e-06 |  |  |  | 0.69 | 1.9695 | 0.2205 | 93.2077 | 0.01223 | 0.3297% | 0.4983% | 1.6427e-05 |  |  | 0.69 | 1.9695 | 0.2205 | 93.2077 | 0.014816 | 0.7969% | 0.4983% | 3.9707e-05
[5 empty] | 0.695 | 1.9922 | 0.21892 | 98.222 | 0.0091696 | 0.1237% | 0.4982% | 6.1634e-06 |  |  |  | 0.695 | 1.9922 | 0.21892 | 98.222 | 0.012888 | 0.3474% | 0.4982% | 1.7307e-05 |  |  | 0.695 | 1.9922 | 0.21892 | 98.222 | 0.015614 | 0.8396% | 0.4982% | 4.1829e-05
[5 empty] | 0.7 | 2.0151 | 0.21731 | 103.5457 | 0.0096666 | 0.1304% | 0.4981% | 6.4964e-06 |  |  |  | 0.7 | 2.0151 | 0.21731 | 103.5457 | 0.013587 | 0.3662% | 0.4981% | 1.8241e-05 |  |  | 0.7 | 2.0151 | 0.21731 | 103.5457 | 0.01646 | 0.8849% | 0.4981% | 4.408e-05
[5 empty] | 0.705 | 2.0382 | 0.21565 | 109.2016 | 0.010195 | 0.1375% | 0.4981% | 6.8501e-06 |  |  |  | 0.705 | 2.0382 | 0.21565 | 109.2016 | 0.014329 | 0.3861% | 0.4981% | 1.9232e-05 |  |  | 0.705 | 2.0382 | 0.21565 | 109.2016 | 0.017359 | 0.933% | 0.4981% | 4.647e-05
[5 empty] | 0.71 | 2.0615 | 0.21394 | 115.2144 | 0.010756 | 0.1451% | 0.498% | 7.2261e-06 |  |  |  | 0.71 | 2.0615 | 0.21394 | 115.2144 | 0.015118 | 0.4074% | 0.498% | 2.0287e-05 |  |  | 0.71 | 2.0615 | 0.21394 | 115.2144 | 0.018315 | 0.9841% | 0.498% | 4.901e-05
[5 empty] | 0.715 | 2.085 | 0.21219 | 121.6112 | 0.011353 | 0.1531% | 0.4979% | 7.6259e-06 |  |  |  | 0.715 | 2.085 | 0.21219 | 121.6112 | 0.015957 | 0.4299% | 0.4979% | 2.1407e-05 |  |  | 0.715 | 2.085 | 0.21219 | 121.6112 | 0.019332 | 1.038% | 0.4979% | 5.171e-05
[5 empty] | 0.72 | 2.1086 | 0.21039 | 128.4215 | 0.011989 | 0.1617% | 0.4979% | 8.0514e-06 |  |  |  | 0.72 | 2.1086 | 0.21039 | 128.4215 | 0.016851 | 0.4539% | 0.4979% | 2.26e-05 |  |  | 0.72 | 2.1086 | 0.21039 | 128.4215 | 0.020414 | 1.096% | 0.4979% | 5.4582e-05
[5 empty] | 0.725 | 2.1325 | 0.20854 | 135.6774 | 0.012666 | 0.1708% | 0.4978% | 8.5047e-06 |  |  |  | 0.725 | 2.1325 | 0.20854 | 135.6774 | 0.017803 | 0.4795% | 0.4978% | 2.3871e-05 |  |  | 0.725 | 2.1325 | 0.20854 | 135.6774 | 0.021568 | 1.158% | 0.4978% | 5.7639e-05
[5 empty] | 0.73 | 2.1566 | 0.20665 | 143.4142 | 0.013389 | 0.1806% | 0.4977% | 8.9879e-06 |  |  |  | 0.73 | 2.1566 | 0.20665 | 143.4142 | 0.018818 | 0.5068% | 0.4977% | 2.5224e-05 |  |  | 0.73 | 2.1566 | 0.20665 | 143.4142 | 0.022797 | 1.224% | 0.4977% | 6.0896e-05
[5 empty] | 0.735 | 2.1809 | 0.20471 | 151.6704 | 0.014159 | 0.191% | 0.4976% | 9.5033e-06 |  |  |  | 0.735 | 2.1809 | 0.20471 | 151.6704 | 0.019902 | 0.5359% | 0.4976% | 2.6668e-05 |  |  | 0.735 | 2.1809 | 0.20471 | 151.6704 | 0.02411 | 1.293% | 0.4976% | 6.4369e-05
[5 empty] | 0.74 | 2.2054 | 0.20273 | 160.4885 | 0.014983 | 0.2021% | 0.4976% | 1.0054e-05 |  |  |  | 0.74 | 2.2054 | 0.20273 | 160.4885 | 0.021059 | 0.567% | 0.4976% | 2.821e-05 |  |  | 0.74 | 2.2054 | 0.20273 | 160.4885 | 0.025512 | 1.368% | 0.4976% | 6.8075e-05
[5 empty] | 0.745 | 2.2302 | 0.20069 | 169.9149 | 0.015863 | 0.2139% | 0.4975% | 1.0642e-05 |  |  |  | 0.745 | 2.2302 | 0.20069 | 169.9149 | 0.022296 | 0.6002% | 0.4975% | 2.9857e-05 |  |  | 0.745 | 2.2302 | 0.20069 | 169.9149 | 0.02701 | 1.448% | 0.4975% | 7.2032e-05
[5 empty] | 0.75 | 2.2553 | 0.19861 | 180.001 | 0.016804 | 0.2266% | 0.4974% | 1.1271e-05 |  |  |  | 0.75 | 2.2553 | 0.19861 | 180.001 | 0.023619 | 0.6357% | 0.4974% | 3.1618e-05 |  |  | 0.75 | 2.2553 | 0.19861 | 180.001 | 0.028613 | 1.533% | 0.4974% | 7.6261e-05
[5 empty] | 0.755 | 2.2806 | 0.19648 | 190.8031 | 0.017813 | 0.2402% | 0.4973% | 1.1944e-05 |  |  |  | 0.755 | 2.2806 | 0.19648 | 190.8031 | 0.025036 | 0.6737% | 0.4973% | 3.3503e-05 |  |  | 0.755 | 2.2806 | 0.19648 | 190.8031 | 0.03033 | 1.625% | 0.4973% | 8.0786e-05
[5 empty] | 0.76 | 2.3062 | 0.1943 | 202.3836 | 0.018894 | 0.2547% | 0.4972% | 1.2666e-05 |  |  |  | 0.76 | 2.3062 | 0.1943 | 202.3836 | 0.026556 | 0.7144% | 0.4972% | 3.5522e-05 |  |  | 0.76 | 2.3062 | 0.1943 | 202.3836 | 0.032171 | 1.722% | 0.4972% | 8.5631e-05
[5 empty] | 0.765 | 2.3321 | 0.19206 | 214.8116 | 0.020054 | 0.2704% | 0.4971% | 1.344e-05 |  |  |  | 0.765 | 2.3321 | 0.19206 | 214.8116 | 0.028187 | 0.7582% | 0.4971% | 3.7688e-05 |  |  | 0.765 | 2.3321 | 0.19206 | 214.8116 | 0.034147 | 1.827% | 0.4971% | 9.0823e-05
[5 empty] | 0.77 | 2.3582 | 0.18978 | 228.1635 | 0.0213 | 0.2871% | 0.497% | 1.4271e-05 |  |  |  | 0.77 | 2.3582 | 0.18978 | 228.1635 | 0.029939 | 0.8051% | 0.497% | 4.0013e-05 |  |  | 0.77 | 2.3582 | 0.18978 | 228.1635 | 0.036269 | 1.939% | 0.497% | 9.6394e-05
[5 empty] | 0.775 | 2.3848 | 0.18745 | 242.5243 | 0.022641 | 0.3052% | 0.4969% | 1.5165e-05 |  |  |  | 0.775 | 2.3848 | 0.18745 | 242.5243 | 0.031823 | 0.8555% | 0.4969% | 4.2512e-05 |  |  | 0.775 | 2.3848 | 0.18745 | 242.5243 | 0.038552 | 2.06% | 0.4969% | 0.00010238
[5 empty] | 0.78 | 2.4116 | 0.18506 | 257.9885 | 0.024085 | 0.3246% | 0.4968% | 1.6127e-05 |  |  |  | 0.78 | 2.4116 | 0.18506 | 257.9885 | 0.033852 | 0.9098% | 0.4968% | 4.52e-05 |  |  | 0.78 | 2.4116 | 0.18506 | 257.9885 | 0.04101 | 2.19% | 0.4968% | 0.00010881
[5 empty] | 0.785 | 2.4388 | 0.18262 | 274.6616 | 0.025641 | 0.3456% | 0.4967% | 1.7163e-05 |  |  |  | 0.785 | 2.4388 | 0.18262 | 274.6616 | 0.03604 | 0.9684% | 0.4967% | 4.8096e-05 |  |  | 0.785 | 2.4388 | 0.18262 | 274.6616 | 0.043661 | 2.33% | 0.4967% | 0.00011573
[5 empty] | 0.79 | 2.4664 | 0.18013 | 292.6613 | 0.027322 | 0.3682% | 0.4966% | 1.8281e-05 |  |  |  | 0.79 | 2.4664 | 0.18013 | 292.6613 | 0.038402 | 1.031% | 0.4966% | 5.122e-05 |  |  | 0.79 | 2.4664 | 0.18013 | 292.6613 | 0.046522 | 2.481% | 0.4966% | 0.00012319
[5 empty] | 0.795 | 2.4943 | 0.17758 | 312.1196 | 0.029138 | 0.3926% | 0.4964% | 1.949e-05 |  |  |  | 0.795 | 2.4943 | 0.17758 | 312.1196 | 0.040955 | 1.1% | 0.4964% | 5.4593e-05 |  |  | 0.795 | 2.4943 | 0.17758 | 312.1196 | 0.049615 | 2.644% | 0.4964% | 0.00013124
[5 empty] | 0.8 | 2.5227 | 0.17498 | 333.1848 | 0.031105 | 0.419% | 0.4963% | 2.0797e-05 |  |  |  | 0.8 | 2.5227 | 0.17498 | 333.1848 | 0.043719 | 1.173% | 0.4963% | 5.824e-05 |  |  | 0.8 | 2.5227 | 0.17498 | 333.1848 | 0.052964 | 2.82% | 0.4963% | 0.00013993
[5 empty] | 0.805 | 2.5515 | 0.17232 | 356.0238 | 0.033237 | 0.4477% | 0.4962% | 2.2213e-05 |  |  |  | 0.805 | 2.5515 | 0.17232 | 356.0238 | 0.046716 | 1.253% | 0.4962% | 6.219e-05 |  |  | 0.805 | 2.5515 | 0.17232 | 356.0238 | 0.056594 | 3.01% | 0.4962% | 0.00014934
[5 empty] | 0.81 | 2.5807 | 0.1696 | 380.8249 | 0.035552 | 0.4788% | 0.496% | 2.375e-05 |  |  |  | 0.81 | 2.5807 | 0.1696 | 380.8249 | 0.04997 | 1.34% | 0.496% | 6.6474e-05 |  |  | 0.81 | 2.5807 | 0.1696 | 380.8249 | 0.060537 | 3.216% | 0.496% | 0.00015953
[5 empty] | 0.815 | 2.6104 | 0.16683 | 407.8013 | 0.038071 | 0.5126% | 0.4959% | 2.542e-05 |  |  |  | 0.815 | 2.6104 | 0.16683 | 407.8013 | 0.05351 | 1.434% | 0.4959% | 7.1128e-05 |  |  | 0.815 | 2.6104 | 0.16683 | 407.8013 | 0.064825 | 3.44% | 0.4959% | 0.00017058
[5 empty] | 0.82 | 2.6407 | 0.164 | 437.1952 | 0.040815 | 0.5495% | 0.4957% | 2.7239e-05 |  |  |  | 0.82 | 2.6407 | 0.164 | 437.1952 | 0.057367 | 1.537% | 0.4957% | 7.6191e-05 |  |  | 0.82 | 2.6407 | 0.164 | 437.1952 | 0.069497 | 3.683% | 0.4957% | 0.00018259
[5 empty] | 0.825 | 2.6714 | 0.16111 | 469.2822 | 0.04381 | 0.5897% | 0.4956% | 2.9222e-05 |  |  |  | 0.825 | 2.6714 | 0.16111 | 469.2822 | 0.061577 | 1.649% | 0.4956% | 8.1709e-05 |  |  | 0.825 | 2.6714 | 0.16111 | 469.2822 | 0.074598 | 3.948% | 0.4956% | 0.00019566
[5 empty] | 0.83 | 2.7028 | 0.15816 | 504.3775 | 0.047087 | 0.6337% | 0.4954% | 3.139e-05 |  |  |  | 0.83 | 2.7028 | 0.15816 | 504.3775 | 0.066182 | 1.771% | 0.4954% | 8.7734e-05 |  |  | 0.83 | 2.7028 | 0.15816 | 504.3775 | 0.080177 | 4.237% | 0.4954% | 0.0002099
[5 empty] | 0.835 | 2.7347 | 0.15515 | 542.842 | 0.050677 | 0.6818% | 0.4952% | 3.3763e-05 |  |  |  | 0.835 | 2.7347 | 0.15515 | 542.842 | 0.07123 | 1.905% | 0.4952% | 9.4325e-05 |  |  | 0.835 | 2.7347 | 0.15515 | 542.842 | 0.086291 | 4.553% | 0.4952% | 0.00022545
[5 empty] | 0.84 | 2.7672 | 0.15207 | 585.0916 | 0.054622 | 0.7347% | 0.495% | 3.6366e-05 |  |  |  | 0.84 | 2.7672 | 0.15207 | 585.0916 | 0.076773 | 2.052% | 0.495% | 0.00010155 |  |  | 0.84 | 2.7672 | 0.15207 | 585.0916 | 0.093007 | 4.898% | 0.495% | 0.00024247
[5 empty] | 0.845 | 2.8004 | 0.14893 | 631.6064 | 0.058964 | 0.7929% | 0.4948% | 3.9229e-05 |  |  |  | 0.845 | 2.8004 | 0.14893 | 631.6064 | 0.082877 | 2.213% | 0.4948% | 0.00010949 |  |  | 0.845 | 2.8004 | 0.14893 | 631.6064 | 0.1004 | 5.277% | 0.4948% | 0.00026111
[5 empty] | 0.85 | 2.8344 | 0.14572 | 682.9434 | 0.063757 | 0.857% | 0.4946% | 4.2385e-05 |  |  |  | 0.85 | 2.8344 | 0.14572 | 682.9434 | 0.089613 | 2.391% | 0.4946% | 0.00011823 |  |  | 0.85 | 2.8344 | 0.14572 | 682.9434 | 0.10856 | 5.694% | 0.4946% | 0.00028159
[5 empty] | 0.855 | 2.8691 | 0.14245 | 739.7515 | 0.06906 | 0.928% | 0.4943% | 4.5872e-05 |  |  |  | 0.855 | 2.8691 | 0.14245 | 739.7515 | 0.097067 | 2.587% | 0.4943% | 0.00012787 |  |  | 0.855 | 2.8691 | 0.14245 | 739.7515 | 0.11759 | 6.153% | 0.4943% | 0.00030414
[5 empty] | 0.86 | 2.9046 | 0.13911 | 802.7905 | 0.074945 | 1.007% | 0.4941% | 4.9736e-05 |  |  |  | 0.86 | 2.9046 | 0.13911 | 802.7905 | 0.10534 | 2.804% | 0.4941% | 0.00013854 |  |  | 0.86 | 2.9046 | 0.13911 | 802.7905 | 0.12761 | 6.659% | 0.4941% | 0.000329
[5 empty] | 0.865 | 2.941 | 0.1357 | 872.954 | 0.081495 | 1.094% | 0.4938% | 5.4029e-05 |  |  |  | 0.865 | 2.941 | 0.1357 | 872.954 | 0.11455 | 3.045% | 0.4938% | 0.00015038 |  |  | 0.865 | 2.941 | 0.1357 | 872.954 | 0.13877 | 7.22% | 0.4938% | 0.0003565
[5 empty] | 0.87 | 2.9783 | 0.13222 | 951.2991 | 0.088809 | 1.192% | 0.4935% | 5.8814e-05 |  |  |  | 0.87 | 2.9783 | 0.13222 | 951.2991 | 0.12483 | 3.314% | 0.4935% | 0.00016355 |  |  | 0.87 | 2.9783 | 0.13222 | 951.2991 | 0.15122 | 7.841% | 0.4935% | 0.00038698
[5 empty] | 0.875 | 3.0167 | 0.12866 | 1039.0831 | 0.097004 | 1.301% | 0.4932% | 6.4165e-05 |  |  |  | 0.875 | 3.0167 | 0.12866 | 1039.0831 | 0.13634 | 3.614% | 0.4932% | 0.00017826 |  |  | 0.875 | 3.0167 | 0.12866 | 1039.0831 | 0.16517 | 8.533% | 0.4932% | 0.00042085
[5 empty] | 0.88 | 3.0561 | 0.12503 | 1137.811 | 0.10622 | 1.424% | 0.4928% | 7.0169e-05 |  |  |  | 0.88 | 3.0561 | 0.12503 | 1137.811 | 0.1493 | 3.951% | 0.4928% | 0.00019472 |  |  | 0.88 | 3.0561 | 0.12503 | 1137.811 | 0.18087 | 9.305% | 0.4928% | 0.0004586
[5 empty] | 0.885 | 3.0967 | 0.12131 | 1249.2962 | 0.11663 | 1.562% | 0.4925% | 7.6933e-05 |  |  |  | 0.885 | 3.0967 | 0.12131 | 1249.2962 | 0.16393 | 4.33% | 0.4925% | 0.00021322 |  |  | 0.885 | 3.0967 | 0.12131 | 1249.2962 | 0.19859 | 10.17% | 0.4925% | 0.0005008
[5 empty] | 0.89 | 3.1385 | 0.11752 | 1375.7396 | 0.12843 | 1.719% | 0.4921% | 8.4583e-05 |  |  |  | 0.89 | 3.1385 | 0.11752 | 1375.7396 | 0.18052 | 4.757% | 0.4921% | 0.00023409 |  |  | 0.89 | 3.1385 | 0.11752 | 1375.7396 | 0.21869 | 11.14% | 0.4921% | 0.0005481
[5 empty] | 0.895 | 3.1818 | 0.11365 | 1519.8333 | 0.14189 | 1.897% | 0.4916% | 9.3274e-05 |  |  |  | 0.895 | 3.1818 | 0.11365 | 1519.8333 | 0.19943 | 5.242% | 0.4916% | 0.00025772 |  |  | 0.895 | 3.1818 | 0.11365 | 1519.8333 | 0.2416 | 12.23% | 0.4916% | 0.00060132
[5 empty] | 0.9 | 3.2266 | 0.10969 | 1684.8986 | 0.15729 | 2.101% | 0.4912% | 0.0001032 |  |  |  | 0.9 | 3.2266 | 0.10969 | 1684.8986 | 0.22109 | 5.795% | 0.4912% | 0.0002846 |  |  | 0.9 | 3.2266 | 0.10969 | 1684.8986 | 0.26783 | 13.47% | 0.4912% | 0.00066138
[5 empty] | 0.905 | 3.273 | 0.10564 | 1875.0715 | 0.17505 | 2.335% | 0.4906% | 0.00011458 |  |  |  | 0.905 | 3.273 | 0.10564 | 1875.0715 | 0.24604 | 6.427% | 0.4906% | 0.00031533 |  |  | 0.905 | 3.273 | 0.10564 | 1875.0715 | 0.29807 | 14.87% | 0.4906% | 0.0007294
[5 empty] | 0.91 | 3.3213 | 0.10149 | 2095.5562 | 0.19563 | 2.606% | 0.49% | 0.00012772 |  |  |  | 0.91 | 3.3213 | 0.10149 | 2095.5562 | 0.27497 | 7.155% | 0.49% | 0.00035063 |  |  | 0.91 | 3.3213 | 0.10149 | 2095.5562 | 0.33311 | 16.46% | 0.49% | 0.00080674
[5 empty] | 0.915 | 3.3716 | 0.097255 | 2352.9752 | 0.21966 | 2.922% | 0.4894% | 0.00014299 |  |  |  | 0.915 | 3.3716 | 0.097255 | 2352.9752 | 0.30875 | 7.998% | 0.4894% | 0.00039141 |  |  | 0.915 | 3.3716 | 0.097255 | 2352.9752 | 0.37403 | 18.29% | 0.4894% | 0.000895
[5 empty] | 0.92 | 3.4242 | 0.092916 | 2655.8635 | 0.24794 | 3.292% | 0.4886% | 0.00016085 |  |  |  | 0.92 | 3.4242 | 0.092916 | 2655.8635 | 0.34849 | 8.98% | 0.4886% | 0.0004388 |  |  | 0.92 | 3.4242 | 0.092916 | 2655.8635 | 0.42218 | 20.39% | 0.4886% | 0.00099612
[5 empty] | 0.925 | 3.4793 | 0.088472 | 3015.377 | 0.2815 | 3.729% | 0.4878% | 0.0001819 |  |  |  | 0.925 | 3.4793 | 0.088472 | 3015.377 | 0.39567 | 10.13% | 0.4878% | 0.00049424 |  |  | 0.925 | 3.4793 | 0.088472 | 3015.377 | 0.47933 | 22.81% | 0.4878% | 0.0011124
[5 empty] | 0.93 | 3.5374 | 0.083917 | 3446.3303 | 0.32173 | 4.25% | 0.4868% | 0.00020693 |  |  |  | 0.93 | 3.5374 | 0.083917 | 3446.3303 | 0.45221 | 11.49% | 0.4868% | 0.00055958 |  |  | 0.93 | 3.5374 | 0.083917 | 3446.3303 | 0.54784 | 25.61% | 0.4868% | 0.0012468
[5 empty] | 0.935 | 3.5987 | 0.079246 | 3968.7549 | 0.37051 | 4.879% | 0.4858% | 0.00023699 |  |  |  | 0.935 | 3.5987 | 0.079246 | 3968.7549 | 0.52076 | 13.12% | 0.4858% | 0.00063716 |  |  | 0.935 | 3.5987 | 0.079246 | 3968.7549 | 0.63088 | 28.87% | 0.4858% | 0.0014024
[5 empty] | 0.94 | 3.6637 | 0.074452 | 4610.2981 | 0.4304 | 5.645% | 0.4845% | 0.00027349 |  |  |  | 0.94 | 3.6637 | 0.074452 | 4610.2981 | 0.60494 | 15.07% | 0.4845% | 0.0007301 |  |  | 0.94 | 3.6637 | 0.074452 | 4610.2981 | 0.73286 | 32.68% | 0.4845% | 0.0015834
[5 empty] | 0.945 | 3.7332 | 0.069526 | 5410.0376 | 0.50506 | 6.591% | 0.483% | 0.00031835 |  |  |  | 0.945 | 3.7332 | 0.069526 | 5410.0376 | 0.70988 | 17.44% | 0.483% | 0.00084246 |  |  | 0.945 | 3.7332 | 0.069526 | 5410.0376 | 0.85999 | 37.15% | 0.483% | 0.0017943
[5 empty] | 0.95 | 3.8079 | 0.06446 | 6424.7623 | 0.59979 | 7.778% | 0.4812% | 0.00037431 |  |  |  | 0.95 | 3.8079 | 0.06446 | 6424.7623 | 0.84303 | 20.36% | 0.4812% | 0.00097966 |  |  | 0.95 | 3.8079 | 0.06446 | 6424.7623 | 1.0213 | 42.39% | 0.4812% | 0.00204
[5 empty] | 0.955 | 3.8887 | 0.059242 | 7739.7618 | 0.72255 | 9.294% | 0.4791% | 0.00044526 |  |  |  | 0.955 | 3.8887 | 0.059242 | 7739.7618 | 1.0156 | 23.98% | 0.4791% | 0.001149 |  |  | 0.955 | 3.8887 | 0.059242 | 7739.7618 | 1.2303 | 48.54% | 0.4791% | 0.0023255
[5 empty] | 0.96 | 3.9772 | 0.053859 | 9488.3124 | 0.88579 | 11.27% | 0.4764% | 0.00053699 |  |  |  | 0.96 | 3.9772 | 0.053859 | 9488.3124 | 1.245 | 28.55% | 0.4764% | 0.0013602 |  |  | 0.96 | 3.9772 | 0.053859 | 9488.3124 | 1.5083 | 55.71% | 0.4764% | 0.0026544
[5 empty] | 0.965 | 4.0751 | 0.048294 | 11889.0824 | 1.1099 | 13.92% | 0.4731% | 0.00065831 |  |  |  | 0.965 | 4.0751 | 0.048294 | 11889.0824 | 1.56 | 34.37% | 0.4731% | 0.0016262 |  |  | 0.965 | 4.0751 | 0.048294 | 11889.0824 | 1.8899 | 63.96% | 0.4731% | 0.0030259
[5 empty] | 0.97 | 4.1854 | 0.042526 | 15323.6079 | 1.4305 | 17.56% | 0.4687% | 0.00082312 |  |  |  | 0.97 | 4.1854 | 0.042526 | 15323.6079 | 2.0107 | 41.89% | 0.4687% | 0.0019635 |  |  | 0.97 | 4.1854 | 0.042526 | 15323.6079 | 2.4359 | 73.16% | 0.4687% | 0.0034291
[5 empty] | 0.975 | 4.312 | 0.036528 | 20513.2104 | 1.915 | 22.78% | 0.4627% | 0.0010541 |  |  |  | 0.975 | 4.312 | 0.036528 | 20513.2104 | 2.6917 | 51.65% | 0.4627% | 0.00239 |  |  | 0.975 | 4.312 | 0.036528 | 20513.2104 | 3.2608 | 82.81% | 0.4627% | 0.0038317
[5 empty] | 0.98 | 4.4621 | 0.030261 | 28979.4084 | 2.7054 | 30.6% | 0.4541% | 0.0013893 |  |  |  | 0.98 | 4.4621 | 0.030261 | 28979.4084 | 3.8026 | 64.18% | 0.4541% | 0.0029144 |  |  | 0.98 | 4.4621 | 0.030261 | 28979.4084 | 4.6066 | 91.69% | 0.4541% | 0.0041635
[5 empty] | 0.985 | 4.6482 | 0.023669 | 44487.281 | 4.1531 | 42.92% | 0.4406% | 0.0018909 |  |  |  | 0.985 | 4.6482 | 0.023669 | 44487.281 | 5.8374 | 79.32% | 0.4406% | 0.0034949 |  |  | 0.985 | 4.6482 | 0.023669 | 44487.281 | 7.0718 | 97.8% | 0.4406% | 0.0043092
[5 empty] | 0.99 | 4.8982 | 0.016658 | 79113.0007 | 7.3857 | 63.1% | 0.4165% | 0.002628 |  |  |  | 0.99 | 4.8982 | 0.016658 | 79113.0007 | 10.3809 | 93.94% | 0.4165% | 0.0039121 |  |  | 0.99 | 4.8982 | 0.016658 | 79113.0007 | 12.576 | 99.89% | 0.4165% | 0.0041599
[5 empty] | 0.995 | 5.2974 | 0.0090373 | 198343.5786 | 18.5165 | 91.79% | 0.3607% | 0.0033112 |  |  |  | 0.995 | 5.2974 | 0.0090373 | 198343.5786 | 26.0259 | 99.91% | 0.3607% | 0.0036042 |  |  | 0.995 | 5.2974 | 0.0090373 | 198343.5786 | 31.5291 | 100% | 0.3607% | 0.0036074
|  |  |  | 4 | HRV: Standing, Speaking | 0.25 | hr | 0 | 0.83 |  |  | R(ERq) |  |  |  | HRV: Standing, Speaking | 0.5 | hr | 0 | 0.83 |  |  | R(ERq) |  |  | HRV: Standing, Speaking | 1 | hr | 0 | 0.83 |  |  | R(ERq)
[5 empty] | Percentile Increment | log10ERq | pdf log10ERq | ERq | Avg quanta/m3 | PI(ERq) | PERq | PI(ERq)*PERq | Risk = | 5.8106e-05 |  | Percentile Increment | log10ERq | pdf log10ERq | ERq | Avg quanta/m3 | PI(ERq) | PERq | PI(ERq)*PERq | Risk = | 0.00016327 | Percentile Increment | log10ERq | pdf log10ERq | ERq | Avg quanta/m3 | PI(ERq) | PERq | PI(ERq)*PERq | Risk = | 0.00039521
[5 empty] | 0.005 | -2.1379 | 0.017421 | 0.0072788 | 6.7952e-07 | 9.174e-06% |  | 0 | Percentile = | 0.785 |  | 0.005 | -2.1379 | 0.017421 | 0.0072788 | 9.551e-07 | 2.579e-05% |  | 0 | Percentile = | 0.785 | 0.005 | -2.1379 | 0.017421 | 0.0072788 | 1.1571e-06 | 6.248e-05% |  | 0 | Percentile = | 0.785
[5 empty] | 0.01 | -1.9309 | 0.032111 | 0.011725 | 1.0946e-06 | 1.478e-05% | 0.6649% | 9.826e-10 | R(ERq)max = | 0.0006241% |  | 0.01 | -1.9309 | 0.032111 | 0.011725 | 1.5386e-06 | 4.154e-05% | 0.6649% | 2.7622e-09 | R(ERq)max = | 0.001752% | 0.01 | -1.9309 | 0.032111 | 0.011725 | 1.8639e-06 | 0.0001007% | 0.6649% | 6.6925e-09 | R(ERq)max = | 0.004229%
[5 empty] | 0.015 | -1.8012 | 0.045627 | 0.015806 | 1.4756e-06 | 1.992e-05% | 0.5918% | 1.1788e-09 | PI 90% = | 0.01459% |  | 0.015 | -1.8012 | 0.045627 | 0.015806 | 2.074e-06 | 5.6e-05% | 0.5918% | 3.3137e-09 | PI 90% = | 0.04102% | 0.015 | -1.8012 | 0.045627 | 0.015806 | 2.5126e-06 | 0.0001357% | 0.5918% | 8.0288e-09 | PI 90% = | 0.09935%
[5 empty] | 0.02 | -1.7046 | 0.058335 | 0.019742 | 1.843e-06 | 2.488e-05% | 0.5633% | 1.4015e-09 | Percentile = | 0.9 |  | 0.02 | -1.7046 | 0.058335 | 0.019742 | 2.5905e-06 | 6.994e-05% | 0.5633% | 3.9399e-09 | Percentile = | 0.9 | 0.02 | -1.7046 | 0.058335 | 0.019742 | 3.1382e-06 | 0.0001695% | 0.5633% | 9.5459e-09 | Percentile = | 0.9
[5 empty] | 0.025 | -1.6268 | 0.070416 | 0.023617 | 2.2048e-06 | 2.976e-05% | 0.5481% | 1.6315e-09 |  |  |  | 0.025 | -1.6268 | 0.070416 | 0.023617 | 3.099e-06 | 8.367e-05% | 0.5481% | 4.5863e-09 |  |  | 0.025 | -1.6268 | 0.070416 | 0.023617 | 3.7542e-06 | 0.0002027% | 0.5481% | 1.1112e-08
[5 empty] | 0.03 | -1.5611 | 0.081978 | 0.027475 | 2.565e-06 | 3.463e-05% | 0.5387% | 1.8653e-09 |  |  |  | 0.03 | -1.5611 | 0.081978 | 0.027475 | 3.6052e-06 | 9.734e-05% | 0.5387% | 5.2436e-09 |  |  | 0.03 | -1.5611 | 0.081978 | 0.027475 | 4.3675e-06 | 0.0002358% | 0.5387% | 1.2705e-08
[5 empty] | 0.035 | -1.5039 | 0.093096 | 0.031341 | 2.9259e-06 | 3.95e-05% | 0.5323% | 2.1024e-09 |  |  |  | 0.035 | -1.5039 | 0.093096 | 0.031341 | 4.1125e-06 | 0.000111% | 0.5323% | 5.91e-09 |  |  | 0.035 | -1.5039 | 0.093096 | 0.031341 | 4.982e-06 | 0.000269% | 0.5323% | 1.4319e-08
[5 empty] | 0.04 | -1.4531 | 0.10382 | 0.035231 | 3.2891e-06 | 4.44e-05% | 0.5276% | 2.3426e-09 |  |  |  | 0.04 | -1.4531 | 0.10382 | 0.035231 | 4.6229e-06 | 0.0001248% | 0.5276% | 6.5854e-09 |  |  | 0.04 | -1.4531 | 0.10382 | 0.035231 | 5.6005e-06 | 0.0003024% | 0.5276% | 1.5956e-08
[5 empty] | 0.045 | -1.4072 | 0.1142 | 0.039158 | 3.6556e-06 | 4.935e-05% | 0.5241% | 2.5863e-09 |  |  |  | 0.045 | -1.4072 | 0.1142 | 0.039158 | 5.1381e-06 | 0.0001387% | 0.5241% | 7.2703e-09 |  |  | 0.045 | -1.4072 | 0.1142 | 0.039158 | 6.2246e-06 | 0.0003361% | 0.5241% | 1.7615e-08
[5 empty] | 0.05 | -1.3652 | 0.12426 | 0.043129 | 4.0264e-06 | 5.436e-05% | 0.5213% | 2.8335e-09 |  |  |  | 0.05 | -1.3652 | 0.12426 | 0.043129 | 5.6592e-06 | 0.0001528% | 0.5213% | 7.9653e-09 |  |  | 0.05 | -1.3652 | 0.12426 | 0.043129 | 6.8559e-06 | 0.0003702% | 0.5213% | 1.9299e-08
[5 empty] | 0.055 | -1.3265 | 0.13403 | 0.047152 | 4.4019e-06 | 5.943e-05% | 0.5191% | 3.0845e-09 |  |  |  | 0.055 | -1.3265 | 0.13403 | 0.047152 | 6.1871e-06 | 0.0001671% | 0.5191% | 8.671e-09 |  |  | 0.055 | -1.3265 | 0.13403 | 0.047152 | 7.4954e-06 | 0.0004047% | 0.5191% | 2.1009e-08
[5 empty] | 0.06 | -1.2905 | 0.14352 | 0.051232 | 4.7828e-06 | 6.457e-05% | 0.5172% | 3.3396e-09 |  |  |  | 0.06 | -1.2905 | 0.14352 | 0.051232 | 6.7224e-06 | 0.0001815% | 0.5172% | 9.3879e-09 |  |  | 0.06 | -1.2905 | 0.14352 | 0.051232 | 8.1439e-06 | 0.0004398% | 0.5172% | 2.2746e-08
[5 empty] | 0.065 | -1.2567 | 0.15276 | 0.055373 | 5.1694e-06 | 6.979e-05% | 0.5157% | 3.5988e-09 |  |  |  | 0.065 | -1.2567 | 0.15276 | 0.055373 | 7.2658e-06 | 0.0001962% | 0.5157% | 1.0117e-08 |  |  | 0.065 | -1.2567 | 0.15276 | 0.055373 | 8.8021e-06 | 0.0004753% | 0.5157% | 2.4512e-08
[5 empty] | 0.07 | -1.2249 | 0.16177 | 0.059579 | 5.562e-06 | 7.509e-05% | 0.5144% | 3.8624e-09 |  |  |  | 0.07 | -1.2249 | 0.16177 | 0.059579 | 7.8177e-06 | 0.0002111% | 0.5144% | 1.0858e-08 |  |  | 0.07 | -1.2249 | 0.16177 | 0.059579 | 9.4708e-06 | 0.0005114% | 0.5144% | 2.6307e-08
[5 empty] | 0.075 | -1.1948 | 0.17055 | 0.063854 | 5.9611e-06 | 8.048e-05% | 0.5133% | 4.1306e-09 |  |  |  | 0.075 | -1.1948 | 0.17055 | 0.063854 | 8.3787e-06 | 0.0002262% | 0.5133% | 1.1611e-08 |  |  | 0.075 | -1.1948 | 0.17055 | 0.063854 | 1.015e-05 | 0.0005481% | 0.5133% | 2.8133e-08
[5 empty] | 0.08 | -1.1662 | 0.17912 | 0.068201 | 6.367e-06 | 8.595e-05% | 0.5123% | 4.4034e-09 |  |  |  | 0.08 | -1.1662 | 0.17912 | 0.068201 | 8.9491e-06 | 0.0002416% | 0.5123% | 1.2378e-08 |  |  | 0.08 | -1.1662 | 0.17912 | 0.068201 | 1.0841e-05 | 0.0005854% | 0.5123% | 2.9992e-08
[5 empty] | 0.085 | -1.1389 | 0.18748 | 0.072622 | 6.7797e-06 | 9.153e-05% | 0.5115% | 4.6811e-09 |  |  |  | 0.085 | -1.1389 | 0.18748 | 0.072622 | 9.5292e-06 | 0.0002573% | 0.5115% | 1.3159e-08 |  |  | 0.085 | -1.1389 | 0.18748 | 0.072622 | 1.1544e-05 | 0.0006234% | 0.5115% | 3.1883e-08
[5 empty] | 0.09 | -1.1128 | 0.19565 | 0.077121 | 7.1997e-06 | 9.72e-05% | 0.5107% | 4.9638e-09 |  |  |  | 0.09 | -1.1128 | 0.19565 | 0.077121 | 1.012e-05 | 0.0002732% | 0.5107% | 1.3954e-08 |  |  | 0.09 | -1.1128 | 0.19565 | 0.077121 | 1.2259e-05 | 0.000662% | 0.5107% | 3.3808e-08
[5 empty] | 0.095 | -1.0878 | 0.20364 | 0.081699 | 7.6271e-06 | 0.000103% | 0.51% | 5.2516e-09 |  |  |  | 0.095 | -1.0878 | 0.20364 | 0.081699 | 1.072e-05 | 0.0002894% | 0.51% | 1.4763e-08 |  |  | 0.095 | -1.0878 | 0.20364 | 0.081699 | 1.2987e-05 | 0.0007013% | 0.51% | 3.5768e-08
[5 empty] | 0.1 | -1.0637 | 0.21144 | 0.08636 | 8.0622e-06 | 0.0001088% | 0.5094% | 5.5446e-09 |  |  |  | 0.1 | -1.0637 | 0.21144 | 0.08636 | 1.1332e-05 | 0.000306% | 0.5094% | 1.5586e-08 |  |  | 0.1 | -1.0637 | 0.21144 | 0.08636 | 1.3728e-05 | 0.0007413% | 0.5094% | 3.7764e-08
[5 empty] | 0.105 | -1.0405 | 0.21908 | 0.091105 | 8.5051e-06 | 0.0001148% | 0.5089% | 5.843e-09 |  |  |  | 0.105 | -1.0405 | 0.21908 | 0.091105 | 1.1954e-05 | 0.0003228% | 0.5089% | 1.6425e-08 |  |  | 0.105 | -1.0405 | 0.21908 | 0.091105 | 1.4482e-05 | 0.000782% | 0.5089% | 3.9797e-08
[5 empty] | 0.11 | -1.018 | 0.22655 | 0.095936 | 8.9562e-06 | 0.0001209% | 0.5084% | 6.147e-09 |  |  |  | 0.11 | -1.018 | 0.22655 | 0.095936 | 1.2588e-05 | 0.0003399% | 0.5084% | 1.728e-08 |  |  | 0.11 | -1.018 | 0.22655 | 0.095936 | 1.525e-05 | 0.0008235% | 0.5084% | 4.1867e-08
[5 empty] | 0.115 | -0.9963 | 0.23386 | 0.10086 | 9.4155e-06 | 0.0001271% | 0.508% | 6.4565e-09 |  |  |  | 0.115 | -0.9963 | 0.23386 | 0.10086 | 1.3234e-05 | 0.0003573% | 0.508% | 1.815e-08 |  |  | 0.115 | -0.9963 | 0.23386 | 0.10086 | 1.6032e-05 | 0.0008657% | 0.508% | 4.3975e-08
[5 empty] | 0.12 | -0.97524 | 0.24101 | 0.10587 | 9.8833e-06 | 0.0001334% | 0.5075% | 6.7719e-09 |  |  |  | 0.12 | -0.97524 | 0.24101 | 0.10587 | 1.3891e-05 | 0.0003751% | 0.5075% | 1.9036e-08 |  |  | 0.12 | -0.97524 | 0.24101 | 0.10587 | 1.6829e-05 | 0.0009088% | 0.5075% | 4.6123e-08
[5 empty] | 0.125 | -0.95479 | 0.24802 | 0.11097 | 1.036e-05 | 0.0001399% | 0.5072% | 7.0931e-09 |  |  |  | 0.125 | -0.95479 | 0.24802 | 0.11097 | 1.4561e-05 | 0.0003932% | 0.5072% | 1.9939e-08 |  |  | 0.125 | -0.95479 | 0.24802 | 0.11097 | 1.764e-05 | 0.0009526% | 0.5072% | 4.8311e-08
[5 empty] | 0.13 | -0.9349 | 0.25487 | 0.11617 | 1.0845e-05 | 0.0001464% | 0.5068% | 7.4204e-09 |  |  |  | 0.13 | -0.9349 | 0.25487 | 0.11617 | 1.5243e-05 | 0.0004116% | 0.5068% | 2.0859e-08 |  |  | 0.13 | -0.9349 | 0.25487 | 0.11617 | 1.8467e-05 | 0.0009972% | 0.5068% | 5.054e-08
[5 empty] | 0.135 | -0.91554 | 0.26159 | 0.12147 | 1.134e-05 | 0.0001531% | 0.5065% | 7.7539e-09 |  |  |  | 0.135 | -0.91554 | 0.26159 | 0.12147 | 1.5938e-05 | 0.0004303% | 0.5065% | 2.1797e-08 |  |  | 0.135 | -0.91554 | 0.26159 | 0.12147 | 1.9309e-05 | 0.001043% | 0.5065% | 5.2811e-08
[5 empty] | 0.14 | -0.89667 | 0.26816 | 0.12686 | 1.1843e-05 | 0.0001599% | 0.5062% | 8.0936e-09 |  |  |  | 0.14 | -0.89667 | 0.26816 | 0.12686 | 1.6646e-05 | 0.0004495% | 0.5062% | 2.2752e-08 |  |  | 0.14 | -0.89667 | 0.26816 | 0.12686 | 2.0166e-05 | 0.001089% | 0.5062% | 5.5125e-08
[5 empty] | 0.145 | -0.87824 | 0.27461 | 0.13236 | 1.2357e-05 | 0.0001668% | 0.5059% | 8.4397e-09 |  |  |  | 0.145 | -0.87824 | 0.27461 | 0.13236 | 1.7368e-05 | 0.0004689% | 0.5059% | 2.3725e-08 |  |  | 0.145 | -0.87824 | 0.27461 | 0.13236 | 2.104e-05 | 0.001136% | 0.5059% | 5.7483e-08
[5 empty] | 0.15 | -0.86024 | 0.28091 | 0.13796 | 1.288e-05 | 0.0001739% | 0.5057% | 8.7925e-09 |  |  |  | 0.15 | -0.86024 | 0.28091 | 0.13796 | 1.8103e-05 | 0.0004888% | 0.5057% | 2.4716e-08 |  |  | 0.15 | -0.86024 | 0.28091 | 0.13796 | 2.1931e-05 | 0.001184% | 0.5057% | 5.9885e-08
[5 empty] | 0.155 | -0.84263 | 0.28709 | 0.14367 | 1.3412e-05 | 0.0001811% | 0.5054% | 9.1519e-09 |  |  |  | 0.155 | -0.84263 | 0.28709 | 0.14367 | 1.8852e-05 | 0.000509% | 0.5054% | 2.5727e-08 |  |  | 0.155 | -0.84263 | 0.28709 | 0.14367 | 2.2838e-05 | 0.001233% | 0.5054% | 6.2333e-08
[5 empty] | 0.16 | -0.8254 | 0.29315 | 0.14949 | 1.3955e-05 | 0.0001884% | 0.5052% | 9.5181e-09 |  |  |  | 0.16 | -0.8254 | 0.29315 | 0.14949 | 1.9615e-05 | 0.0005296% | 0.5052% | 2.6756e-08 |  |  | 0.16 | -0.8254 | 0.29315 | 0.14949 | 2.3763e-05 | 0.001283% | 0.5052% | 6.4828e-08
[5 empty] | 0.165 | -0.80851 | 0.29908 | 0.15541 | 1.4509e-05 | 0.0001959% | 0.505% | 9.8914e-09 |  |  |  | 0.165 | -0.80851 | 0.29908 | 0.15541 | 2.0393e-05 | 0.0005506% | 0.505% | 2.7806e-08 |  |  | 0.165 | -0.80851 | 0.29908 | 0.15541 | 2.4705e-05 | 0.001334% | 0.505% | 6.737e-08
[5 empty] | 0.17 | -0.79196 | 0.30488 | 0.16145 | 1.5072e-05 | 0.0002035% | 0.5048% | 1.0272e-08 |  |  |  | 0.17 | -0.79196 | 0.30488 | 0.16145 | 2.1185e-05 | 0.000572% | 0.5048% | 2.8875e-08 |  |  | 0.17 | -0.79196 | 0.30488 | 0.16145 | 2.5665e-05 | 0.001386% | 0.5048% | 6.996e-08
[5 empty] | 0.175 | -0.77571 | 0.31057 | 0.16761 | 1.5647e-05 | 0.0002112% | 0.5046% | 1.0659e-08 |  |  |  | 0.175 | -0.77571 | 0.31057 | 0.16761 | 2.1993e-05 | 0.0005938% | 0.5046% | 2.9964e-08 |  |  | 0.175 | -0.77571 | 0.31057 | 0.16761 | 2.6643e-05 | 0.001439% | 0.5046% | 7.26e-08
[5 empty] | 0.18 | -0.75975 | 0.31614 | 0.17388 | 1.6233e-05 | 0.0002191% | 0.5044% | 1.1054e-08 |  |  |  | 0.18 | -0.75975 | 0.31614 | 0.17388 | 2.2816e-05 | 0.000616% | 0.5044% | 3.1075e-08 |  |  | 0.18 | -0.75975 | 0.31614 | 0.17388 | 2.764e-05 | 0.001493% | 0.5044% | 7.5291e-08
[5 empty] | 0.185 | -0.74407 | 0.3216 | 0.18027 | 1.6829e-05 | 0.0002272% | 0.5043% | 1.1457e-08 |  |  |  | 0.185 | -0.74407 | 0.3216 | 0.18027 | 2.3655e-05 | 0.0006387% | 0.5043% | 3.2207e-08 |  |  | 0.185 | -0.74407 | 0.3216 | 0.18027 | 2.8656e-05 | 0.001547% | 0.5043% | 7.8033e-08
[5 empty] | 0.19 | -0.72865 | 0.32695 | 0.18679 | 1.7438e-05 | 0.0002354% | 0.5041% | 1.1867e-08 |  |  |  | 0.19 | -0.72865 | 0.32695 | 0.18679 | 2.4509e-05 | 0.0006618% | 0.5041% | 3.336e-08 |  |  | 0.19 | -0.72865 | 0.32695 | 0.18679 | 2.9692e-05 | 0.001603% | 0.5041% | 8.0828e-08
[5 empty] | 0.195 | -0.71348 | 0.33218 | 0.19343 | 1.8058e-05 | 0.0002438% | 0.504% | 1.2286e-08 |  |  |  | 0.195 | -0.71348 | 0.33218 | 0.19343 | 2.5381e-05 | 0.0006853% | 0.504% | 3.4536e-08 |  |  | 0.195 | -0.71348 | 0.33218 | 0.19343 | 3.0748e-05 | 0.00166% | 0.504% | 8.3676e-08
[5 empty] | 0.2 | -0.69855 | 0.3373 | 0.2002 | 1.8689e-05 | 0.0002523% | 0.5038% | 1.2712e-08 |  |  |  | 0.2 | -0.69855 | 0.3373 | 0.2002 | 2.6269e-05 | 0.0007093% | 0.5038% | 3.5734e-08 |  |  | 0.2 | -0.69855 | 0.3373 | 0.2002 | 3.1823e-05 | 0.001718% | 0.5038% | 8.658e-08
[5 empty] | 0.205 | -0.68383 | 0.34232 | 0.20709 | 1.9333e-05 | 0.000261% | 0.5037% | 1.3146e-08 |  |  |  | 0.205 | -0.68383 | 0.34232 | 0.20709 | 2.7174e-05 | 0.0007337% | 0.5037% | 3.6955e-08 |  |  | 0.205 | -0.68383 | 0.34232 | 0.20709 | 3.292e-05 | 0.001778% | 0.5037% | 8.9539e-08
[5 empty] | 0.21 | -0.66933 | 0.34723 | 0.21413 | 1.999e-05 | 0.0002699% | 0.5036% | 1.3589e-08 |  |  |  | 0.21 | -0.66933 | 0.34723 | 0.21413 | 2.8097e-05 | 0.0007586% | 0.5036% | 3.82e-08 |  |  | 0.21 | -0.66933 | 0.34723 | 0.21413 | 3.4038e-05 | 0.001838% | 0.5036% | 9.2555e-08
[5 empty] | 0.215 | -0.65503 | 0.35204 | 0.22129 | 2.0659e-05 | 0.0002789% | 0.5034% | 1.4041e-08 |  |  |  | 0.215 | -0.65503 | 0.35204 | 0.22129 | 2.9037e-05 | 0.000784% | 0.5034% | 3.9469e-08 |  |  | 0.215 | -0.65503 | 0.35204 | 0.22129 | 3.5177e-05 | 0.0019% | 0.5034% | 9.563e-08
[5 empty] | 0.22 | -0.64092 | 0.35674 | 0.2286 | 2.1341e-05 | 0.0002881% | 0.5033% | 1.4501e-08 |  |  |  | 0.22 | -0.64092 | 0.35674 | 0.2286 | 2.9996e-05 | 0.0008099% | 0.5033% | 4.0763e-08 |  |  | 0.22 | -0.64092 | 0.35674 | 0.2286 | 3.6339e-05 | 0.001962% | 0.5033% | 9.8764e-08
[5 empty] | 0.225 | -0.62699 | 0.36134 | 0.23605 | 2.2037e-05 | 0.0002975% | 0.5032% | 1.497e-08 |  |  |  | 0.225 | -0.62699 | 0.36134 | 0.23605 | 3.0974e-05 | 0.0008363% | 0.5032% | 4.2082e-08 |  |  | 0.225 | -0.62699 | 0.36134 | 0.23605 | 3.7523e-05 | 0.002026% | 0.5032% | 1.0196e-07
[5 empty] | 0.23 | -0.61324 | 0.36584 | 0.24364 | 2.2746e-05 | 0.0003071% | 0.5031% | 1.5448e-08 |  |  |  | 0.23 | -0.61324 | 0.36584 | 0.24364 | 3.197e-05 | 0.0008632% | 0.5031% | 4.3426e-08 |  |  | 0.23 | -0.61324 | 0.36584 | 0.24364 | 3.873e-05 | 0.002091% | 0.5031% | 1.0522e-07
[5 empty] | 0.235 | -0.59966 | 0.37024 | 0.25139 | 2.3468e-05 | 0.0003168% | 0.503% | 1.5936e-08 |  |  |  | 0.235 | -0.59966 | 0.37024 | 0.25139 | 3.2986e-05 | 0.0008906% | 0.503% | 4.4797e-08 |  |  | 0.235 | -0.59966 | 0.37024 | 0.25139 | 3.9961e-05 | 0.002158% | 0.503% | 1.0854e-07
[5 empty] | 0.24 | -0.58623 | 0.37455 | 0.25928 | 2.4205e-05 | 0.0003268% | 0.5029% | 1.6433e-08 |  |  |  | 0.24 | -0.58623 | 0.37455 | 0.25928 | 3.4022e-05 | 0.0009186% | 0.5029% | 4.6194e-08 |  |  | 0.24 | -0.58623 | 0.37455 | 0.25928 | 4.1216e-05 | 0.002226% | 0.5029% | 1.1192e-07
[5 empty] | 0.245 | -0.57296 | 0.37875 | 0.26733 | 2.4957e-05 | 0.0003369% | 0.5028% | 1.694e-08 |  |  |  | 0.245 | -0.57296 | 0.37875 | 0.26733 | 3.5078e-05 | 0.0009471% | 0.5028% | 4.7619e-08 |  |  | 0.245 | -0.57296 | 0.37875 | 0.26733 | 4.2495e-05 | 0.002295% | 0.5028% | 1.1537e-07
[5 empty] | 0.25 | -0.55983 | 0.38286 | 0.27553 | 2.5723e-05 | 0.0003473% | 0.5027% | 1.7456e-08 |  |  |  | 0.25 | -0.55983 | 0.38286 | 0.27553 | 3.6154e-05 | 0.0009762% | 0.5027% | 4.9071e-08 |  |  | 0.25 | -0.55983 | 0.38286 | 0.27553 | 4.3799e-05 | 0.002365% | 0.5027% | 1.1889e-07
[5 empty] | 0.255 | -0.54684 | 0.38688 | 0.2839 | 2.6504e-05 | 0.0003578% | 0.5026% | 1.7983e-08 |  |  |  | 0.255 | -0.54684 | 0.38688 | 0.2839 | 3.7252e-05 | 0.001006% | 0.5026% | 5.0552e-08 |  |  | 0.255 | -0.54684 | 0.38688 | 0.2839 | 4.5129e-05 | 0.002437% | 0.5026% | 1.2248e-07
[5 empty] | 0.26 | -0.53398 | 0.3908 | 0.29243 | 2.73e-05 | 0.0003686% | 0.5025% | 1.852e-08 |  |  |  | 0.26 | -0.53398 | 0.3908 | 0.29243 | 3.8372e-05 | 0.001036% | 0.5025% | 5.2062e-08 |  |  | 0.26 | -0.53398 | 0.3908 | 0.29243 | 4.6485e-05 | 0.00251% | 0.5025% | 1.2614e-07
[5 empty] | 0.265 | -0.52124 | 0.39463 | 0.30113 | 2.8112e-05 | 0.0003795% | 0.5024% | 1.9068e-08 |  |  |  | 0.265 | -0.52124 | 0.39463 | 0.30113 | 3.9513e-05 | 0.001067% | 0.5024% | 5.3602e-08 |  |  | 0.265 | -0.52124 | 0.39463 | 0.30113 | 4.7868e-05 | 0.002585% | 0.5024% | 1.2987e-07
[5 empty] | 0.27 | -0.50863 | 0.39837 | 0.31 | 2.8941e-05 | 0.0003907% | 0.5024% | 1.9627e-08 |  |  |  | 0.27 | -0.50863 | 0.39837 | 0.31 | 4.0677e-05 | 0.001098% | 0.5024% | 5.5172e-08 |  |  | 0.27 | -0.50863 | 0.39837 | 0.31 | 4.9279e-05 | 0.002661% | 0.5024% | 1.3368e-07
[5 empty] | 0.275 | -0.49614 | 0.40201 | 0.31905 | 2.9785e-05 | 0.0004021% | 0.5023% | 2.0196e-08 |  |  |  | 0.275 | -0.49614 | 0.40201 | 0.31905 | 4.1865e-05 | 0.00113% | 0.5023% | 5.6774e-08 |  |  | 0.275 | -0.49614 | 0.40201 | 0.31905 | 5.0717e-05 | 0.002739% | 0.5023% | 1.3756e-07
[5 empty] | 0.28 | -0.48376 | 0.40557 | 0.32828 | 3.0647e-05 | 0.0004137% | 0.5022% | 2.0777e-08 |  |  |  | 0.28 | -0.48376 | 0.40557 | 0.32828 | 4.3075e-05 | 0.001163% | 0.5022% | 5.8407e-08 |  |  | 0.28 | -0.48376 | 0.40557 | 0.32828 | 5.2184e-05 | 0.002818% | 0.5022% | 1.4151e-07
[5 empty] | 0.285 | -0.47148 | 0.40904 | 0.33769 | 3.1525e-05 | 0.0004256% | 0.5021% | 2.137e-08 |  |  |  | 0.285 | -0.47148 | 0.40904 | 0.33769 | 4.431e-05 | 0.001196% | 0.5021% | 6.0072e-08 |  |  | 0.285 | -0.47148 | 0.40904 | 0.33769 | 5.368e-05 | 0.002899% | 0.5021% | 1.4555e-07
[5 empty] | 0.29 | -0.45931 | 0.41241 | 0.34729 | 3.2421e-05 | 0.0004377% | 0.502% | 2.1974e-08 |  |  |  | 0.29 | -0.45931 | 0.41241 | 0.34729 | 4.557e-05 | 0.00123% | 0.502% | 6.1771e-08 |  |  | 0.29 | -0.45931 | 0.41241 | 0.34729 | 5.5206e-05 | 0.002981% | 0.502% | 1.4966e-07
[5 empty] | 0.295 | -0.44723 | 0.4157 | 0.35708 | 3.3336e-05 | 0.00045% | 0.502% | 2.2591e-08 |  |  |  | 0.295 | -0.44723 | 0.4157 | 0.35708 | 4.6855e-05 | 0.001265% | 0.502% | 6.3504e-08 |  |  | 0.295 | -0.44723 | 0.4157 | 0.35708 | 5.6762e-05 | 0.003065% | 0.502% | 1.5386e-07
[5 empty] | 0.3 | -0.43525 | 0.41891 | 0.36707 | 3.4268e-05 | 0.0004626% | 0.5019% | 2.3219e-08 |  |  |  | 0.3 | -0.43525 | 0.41891 | 0.36707 | 4.8165e-05 | 0.0013% | 0.5019% | 6.5271e-08 |  |  | 0.3 | -0.43525 | 0.41891 | 0.36707 | 5.835e-05 | 0.003151% | 0.5019% | 1.5815e-07
[5 empty] | 0.305 | -0.42336 | 0.42202 | 0.37726 | 3.5219e-05 | 0.0004755% | 0.5018% | 2.3861e-08 |  |  |  | 0.305 | -0.42336 | 0.42202 | 0.37726 | 4.9502e-05 | 0.001337% | 0.5018% | 6.7075e-08 |  |  | 0.305 | -0.42336 | 0.42202 | 0.37726 | 5.997e-05 | 0.003238% | 0.5018% | 1.6251e-07
[5 empty] | 0.31 | -0.41156 | 0.42505 | 0.38765 | 3.619e-05 | 0.0004886% | 0.5018% | 2.4515e-08 |  |  |  | 0.31 | -0.41156 | 0.42505 | 0.38765 | 5.0866e-05 | 0.001373% | 0.5018% | 6.8914e-08 |  |  | 0.31 | -0.41156 | 0.42505 | 0.38765 | 6.1622e-05 | 0.003328% | 0.5018% | 1.6697e-07
[5 empty] | 0.315 | -0.39983 | 0.428 | 0.39826 | 3.718e-05 | 0.0005019% | 0.5017% | 2.5183e-08 |  |  |  | 0.315 | -0.39983 | 0.428 | 0.39826 | 5.2258e-05 | 0.001411% | 0.5017% | 7.0791e-08 |  |  | 0.315 | -0.39983 | 0.428 | 0.39826 | 6.3308e-05 | 0.003419% | 0.5017% | 1.7152e-07
[5 empty] | 0.32 | -0.38819 | 0.43086 | 0.40908 | 3.819e-05 | 0.0005156% | 0.5017% | 2.5864e-08 |  |  |  | 0.32 | -0.38819 | 0.43086 | 0.40908 | 5.3678e-05 | 0.001449% | 0.5017% | 7.2705e-08 |  |  | 0.32 | -0.38819 | 0.43086 | 0.40908 | 6.5028e-05 | 0.003511% | 0.5017% | 1.7616e-07
[5 empty] | 0.325 | -0.37662 | 0.43363 | 0.42012 | 3.9221e-05 | 0.0005295% | 0.5016% | 2.6559e-08 |  |  |  | 0.325 | -0.37662 | 0.43363 | 0.42012 | 5.5127e-05 | 0.001488% | 0.5016% | 7.4659e-08 |  |  | 0.325 | -0.37662 | 0.43363 | 0.42012 | 6.6784e-05 | 0.003606% | 0.5016% | 1.8089e-07
[5 empty] | 0.33 | -0.36513 | 0.43632 | 0.43139 | 4.0273e-05 | 0.0005437% | 0.5015% | 2.7268e-08 |  |  |  | 0.33 | -0.36513 | 0.43632 | 0.43139 | 5.6606e-05 | 0.001528% | 0.5015% | 7.6652e-08 |  |  | 0.33 | -0.36513 | 0.43632 | 0.43139 | 6.8575e-05 | 0.003703% | 0.5015% | 1.8572e-07
[5 empty] | 0.335 | -0.3537 | 0.43893 | 0.44289 | 4.1346e-05 | 0.0005582% | 0.5015% | 2.7992e-08 |  |  |  | 0.335 | -0.3537 | 0.43893 | 0.44289 | 5.8114e-05 | 0.001569% | 0.5015% | 7.8687e-08 |  |  | 0.335 | -0.3537 | 0.43893 | 0.44289 | 7.0403e-05 | 0.003802% | 0.5015% | 1.9065e-07
[5 empty] | 0.34 | -0.34234 | 0.44146 | 0.45463 | 4.2442e-05 | 0.000573% | 0.5014% | 2.873e-08 |  |  |  | 0.34 | -0.34234 | 0.44146 | 0.45463 | 5.9654e-05 | 0.001611% | 0.5014% | 8.0763e-08 |  |  | 0.34 | -0.34234 | 0.44146 | 0.45463 | 7.2268e-05 | 0.003902% | 0.5014% | 1.9568e-07
[5 empty] | 0.345 | -0.33105 | 0.4439 | 0.46661 | 4.356e-05 | 0.0005881% | 0.5014% | 2.9484e-08 |  |  |  | 0.345 | -0.33105 | 0.4439 | 0.46661 | 6.1226e-05 | 0.001653% | 0.5014% | 8.2882e-08 |  |  | 0.345 | -0.33105 | 0.4439 | 0.46661 | 7.4173e-05 | 0.004005% | 0.5014% | 2.0081e-07
[5 empty] | 0.35 | -0.31982 | 0.44626 | 0.47883 | 4.4702e-05 | 0.0006035% | 0.5013% | 3.0253e-08 |  |  |  | 0.35 | -0.31982 | 0.44626 | 0.47883 | 6.2831e-05 | 0.001696% | 0.5013% | 8.5044e-08 |  |  | 0.35 | -0.31982 | 0.44626 | 0.47883 | 7.6116e-05 | 0.00411% | 0.5013% | 2.0605e-07
[5 empty] | 0.355 | -0.30864 | 0.44854 | 0.49131 | 4.5867e-05 | 0.0006192% | 0.5013% | 3.1039e-08 |  |  |  | 0.355 | -0.30864 | 0.44854 | 0.49131 | 6.4468e-05 | 0.001741% | 0.5013% | 8.7252e-08 |  |  | 0.355 | -0.30864 | 0.44854 | 0.49131 | 7.81e-05 | 0.004217% | 0.5013% | 2.114e-07
[5 empty] | 0.36 | -0.29752 | 0.45074 | 0.50406 | 4.7057e-05 | 0.0006353% | 0.5012% | 3.184e-08 |  |  |  | 0.36 | -0.29752 | 0.45074 | 0.50406 | 6.614e-05 | 0.001786% | 0.5012% | 8.9506e-08 |  |  | 0.36 | -0.29752 | 0.45074 | 0.50406 | 8.0126e-05 | 0.004327% | 0.5012% | 2.1686e-07
[5 empty] | 0.365 | -0.28645 | 0.45286 | 0.51707 | 4.8271e-05 | 0.0006517% | 0.5012% | 3.2659e-08 |  |  |  | 0.365 | -0.28645 | 0.45286 | 0.51707 | 6.7847e-05 | 0.001832% | 0.5012% | 9.1807e-08 |  |  | 0.365 | -0.28645 | 0.45286 | 0.51707 | 8.2194e-05 | 0.004438% | 0.5012% | 2.2244e-07
[5 empty] | 0.37 | -0.27544 | 0.4549 | 0.53035 | 4.9511e-05 | 0.0006684% | 0.5011% | 3.3495e-08 |  |  |  | 0.37 | -0.27544 | 0.4549 | 0.53035 | 6.959e-05 | 0.001879% | 0.5011% | 9.4156e-08 |  |  | 0.37 | -0.27544 | 0.4549 | 0.53035 | 8.4305e-05 | 0.004552% | 0.5011% | 2.2813e-07
[5 empty] | 0.375 | -0.26447 | 0.45686 | 0.54391 | 5.0777e-05 | 0.0006855% | 0.5011% | 3.4348e-08 |  |  |  | 0.375 | -0.26447 | 0.45686 | 0.54391 | 7.137e-05 | 0.001927% | 0.5011% | 9.6554e-08 |  |  | 0.375 | -0.26447 | 0.45686 | 0.54391 | 8.6461e-05 | 0.004669% | 0.5011% | 2.3394e-07
[5 empty] | 0.38 | -0.25355 | 0.45874 | 0.55776 | 5.2071e-05 | 0.0007029% | 0.501% | 3.5219e-08 |  |  |  | 0.38 | -0.25355 | 0.45874 | 0.55776 | 7.3188e-05 | 0.001976% | 0.501% | 9.9004e-08 |  |  | 0.38 | -0.25355 | 0.45874 | 0.55776 | 8.8663e-05 | 0.004788% | 0.501% | 2.3987e-07
[5 empty] | 0.385 | -0.24267 | 0.46054 | 0.57191 | 5.3391e-05 | 0.0007208% | 0.501% | 3.6109e-08 |  |  |  | 0.385 | -0.24267 | 0.46054 | 0.57191 | 7.5044e-05 | 0.002026% | 0.501% | 1.0151e-07 |  |  | 0.385 | -0.24267 | 0.46054 | 0.57191 | 9.0912e-05 | 0.004909% | 0.501% | 2.4593e-07
[5 empty] | 0.39 | -0.23183 | 0.46226 | 0.58636 | 5.474e-05 | 0.000739% | 0.5009% | 3.7018e-08 |  |  |  | 0.39 | -0.23183 | 0.46226 | 0.58636 | 7.694e-05 | 0.002077% | 0.5009% | 1.0406e-07 |  |  | 0.39 | -0.23183 | 0.46226 | 0.58636 | 9.3209e-05 | 0.005033% | 0.5009% | 2.5212e-07
[5 empty] | 0.395 | -0.22104 | 0.46391 | 0.60112 | 5.6118e-05 | 0.0007576% | 0.5009% | 3.7946e-08 |  |  |  | 0.395 | -0.22104 | 0.46391 | 0.60112 | 7.8877e-05 | 0.00213% | 0.5009% | 1.0667e-07 |  |  | 0.395 | -0.22104 | 0.46391 | 0.60112 | 9.5555e-05 | 0.00516% | 0.5009% | 2.5845e-07
[5 empty] | 0.4 | -0.21028 | 0.46547 | 0.6162 | 5.7526e-05 | 0.0007766% | 0.5008% | 3.8895e-08 |  |  |  | 0.4 | -0.21028 | 0.46547 | 0.6162 | 8.0855e-05 | 0.002183% | 0.5008% | 1.0934e-07 |  |  | 0.4 | -0.21028 | 0.46547 | 0.6162 | 9.7952e-05 | 0.005289% | 0.5008% | 2.6491e-07
[5 empty] | 0.405 | -0.19955 | 0.46696 | 0.63161 | 5.8964e-05 | 0.000796% | 0.5008% | 3.9864e-08 |  |  |  | 0.405 | -0.19955 | 0.46696 | 0.63161 | 8.2877e-05 | 0.002238% | 0.5008% | 1.1206e-07 |  |  | 0.405 | -0.19955 | 0.46696 | 0.63161 | 0.0001004 | 0.005422% | 0.5008% | 2.7151e-07
[5 empty] | 0.41 | -0.18886 | 0.46837 | 0.64735 | 6.0434e-05 | 0.0008159% | 0.5007% | 4.0853e-08 |  |  |  | 0.41 | -0.18886 | 0.46837 | 0.64735 | 8.4942e-05 | 0.002293% | 0.5007% | 1.1484e-07 |  |  | 0.41 | -0.18886 | 0.46837 | 0.64735 | 0.0001029 | 0.005557% | 0.5007% | 2.7825e-07
[5 empty] | 0.415 | -0.1782 | 0.4697 | 0.66343 | 6.1935e-05 | 0.0008361% | 0.5007% | 4.1865e-08 |  |  |  | 0.415 | -0.1782 | 0.4697 | 0.66343 | 8.7053e-05 | 0.00235% | 0.5007% | 1.1769e-07 |  |  | 0.415 | -0.1782 | 0.4697 | 0.66343 | 0.00010546 | 0.005695% | 0.5007% | 2.8514e-07
[5 empty] | 0.42 | -0.16757 | 0.47096 | 0.67987 | 6.347e-05 | 0.0008568% | 0.5007% | 4.2899e-08 |  |  |  | 0.42 | -0.16757 | 0.47096 | 0.67987 | 8.921e-05 | 0.002409% | 0.5007% | 1.2059e-07 |  |  | 0.42 | -0.16757 | 0.47096 | 0.67987 | 0.00010807 | 0.005836% | 0.5007% | 2.9218e-07
[5 empty] | 0.425 | -0.15697 | 0.47213 | 0.69668 | 6.5039e-05 | 0.000878% | 0.5006% | 4.3955e-08 |  |  |  | 0.425 | -0.15697 | 0.47213 | 0.69668 | 9.1415e-05 | 0.002468% | 0.5006% | 1.2356e-07 |  |  | 0.425 | -0.15697 | 0.47213 | 0.69668 | 0.00011075 | 0.00598% | 0.5006% | 2.9937e-07
[5 empty] | 0.43 | -0.14639 | 0.47324 | 0.71385 | 6.6642e-05 | 0.0008997% | 0.5006% | 4.5035e-08 |  |  |  | 0.43 | -0.14639 | 0.47324 | 0.71385 | 9.3669e-05 | 0.002529% | 0.5006% | 1.266e-07 |  |  | 0.43 | -0.14639 | 0.47324 | 0.71385 | 0.00011348 | 0.006127% | 0.5006% | 3.0673e-07
[5 empty] | 0.435 | -0.13584 | 0.47426 | 0.73141 | 6.8282e-05 | 0.0009218% | 0.5005% | 4.6139e-08 |  |  |  | 0.435 | -0.13584 | 0.47426 | 0.73141 | 9.5973e-05 | 0.002591% | 0.5005% | 1.297e-07 |  |  | 0.435 | -0.13584 | 0.47426 | 0.73141 | 0.00011627 | 0.006278% | 0.5005% | 3.1425e-07
[5 empty] | 0.44 | -0.1253 | 0.47521 | 0.74937 | 6.9958e-05 | 0.0009444% | 0.5005% | 4.7268e-08 |  |  |  | 0.44 | -0.1253 | 0.47521 | 0.74937 | 9.8329e-05 | 0.002655% | 0.5005% | 1.3287e-07 |  |  | 0.44 | -0.1253 | 0.47521 | 0.74937 | 0.00011912 | 0.006432% | 0.5005% | 3.2193e-07
[5 empty] | 0.445 | -0.11479 | 0.47608 | 0.76773 | 7.1672e-05 | 0.0009676% | 0.5005% | 4.8422e-08 |  |  |  | 0.445 | -0.11479 | 0.47608 | 0.76773 | 0.00010074 | 0.00272% | 0.5005% | 1.3612e-07 |  |  | 0.445 | -0.11479 | 0.47608 | 0.76773 | 0.00012204 | 0.00659% | 0.5005% | 3.2979e-07
[5 empty] | 0.45 | -0.1043 | 0.47687 | 0.7865 | 7.3425e-05 | 0.0009912% | 0.5004% | 4.9602e-08 |  |  |  | 0.45 | -0.1043 | 0.47687 | 0.7865 | 0.0001032 | 0.002786% | 0.5004% | 1.3944e-07 |  |  | 0.45 | -0.1043 | 0.47687 | 0.7865 | 0.00012502 | 0.006751% | 0.5004% | 3.3783e-07
[5 empty] | 0.455 | -0.093822 | 0.47759 | 0.80571 | 7.5218e-05 | 0.001015% | 0.5004% | 5.0809e-08 |  |  |  | 0.455 | -0.093822 | 0.47759 | 0.80571 | 0.00010572 | 0.002854% | 0.5004% | 1.4283e-07 |  |  | 0.455 | -0.093822 | 0.47759 | 0.80571 | 0.00012808 | 0.006916% | 0.5004% | 3.4605e-07
[5 empty] | 0.46 | -0.08336 | 0.47824 | 0.82535 | 7.7051e-05 | 0.00104% | 0.5003% | 5.2044e-08 |  |  |  | 0.46 | -0.08336 | 0.47824 | 0.82535 | 0.0001083 | 0.002924% | 0.5003% | 1.463e-07 |  |  | 0.46 | -0.08336 | 0.47824 | 0.82535 | 0.0001312 | 0.007085% | 0.5003% | 3.5446e-07
[5 empty] | 0.465 | -0.072911 | 0.4788 | 0.84545 | 7.8928e-05 | 0.001066% | 0.5003% | 5.3307e-08 |  |  |  | 0.465 | -0.072911 | 0.4788 | 0.84545 | 0.00011094 | 0.002995% | 0.5003% | 1.4985e-07 |  |  | 0.465 | -0.072911 | 0.4788 | 0.84545 | 0.00013439 | 0.007257% | 0.5003% | 3.6306e-07
[5 empty] | 0.47 | -0.062474 | 0.47929 | 0.86602 | 8.0848e-05 | 0.001091% | 0.5002% | 5.4599e-08 |  |  |  | 0.47 | -0.062474 | 0.47929 | 0.86602 | 0.00011364 | 0.003068% | 0.5002% | 1.5348e-07 |  |  | 0.47 | -0.062474 | 0.47929 | 0.86602 | 0.00013766 | 0.007434% | 0.5002% | 3.7186e-07
[5 empty] | 0.475 | -0.052047 | 0.47971 | 0.88706 | 8.2812e-05 | 0.001118% | 0.5002% | 5.5921e-08 |  |  |  | 0.475 | -0.052047 | 0.47971 | 0.88706 | 0.0001164 | 0.003143% | 0.5002% | 1.572e-07 |  |  | 0.475 | -0.052047 | 0.47971 | 0.88706 | 0.00014101 | 0.007614% | 0.5002% | 3.8087e-07
[5 empty] | 0.48 | -0.041627 | 0.48005 | 0.9086 | 8.4823e-05 | 0.001145% | 0.5002% | 5.7275e-08 |  |  |  | 0.48 | -0.041627 | 0.48005 | 0.9086 | 0.00011922 | 0.003219% | 0.5002% | 1.61e-07 |  |  | 0.48 | -0.041627 | 0.48005 | 0.9086 | 0.00014443 | 0.007799% | 0.5002% | 3.9009e-07
[5 empty] | 0.485 | -0.031215 | 0.48031 | 0.93065 | 8.6881e-05 | 0.001173% | 0.5001% | 5.866e-08 |  |  |  | 0.485 | -0.031215 | 0.48031 | 0.93065 | 0.00012212 | 0.003297% | 0.5001% | 1.649e-07 |  |  | 0.485 | -0.031215 | 0.48031 | 0.93065 | 0.00014794 | 0.007988% | 0.5001% | 3.9952e-07
[5 empty] | 0.49 | -0.020807 | 0.4805 | 0.95322 | 8.8988e-05 | 0.001201% | 0.5001% | 6.0078e-08 |  |  |  | 0.49 | -0.020807 | 0.4805 | 0.95322 | 0.00012508 | 0.003377% | 0.5001% | 1.6888e-07 |  |  | 0.49 | -0.020807 | 0.4805 | 0.95322 | 0.00015153 | 0.008182% | 0.5001% | 4.0918e-07
[5 empty] | 0.495 | -0.010403 | 0.48062 | 0.97633 | 9.1146e-05 | 0.00123% | 0.5001% | 6.153e-08 |  |  |  | 0.495 | -0.010403 | 0.48062 | 0.97633 | 0.00012811 | 0.003459% | 0.5001% | 1.7296e-07 |  |  | 0.495 | -0.010403 | 0.48062 | 0.97633 | 0.0001552 | 0.00838% | 0.5001% | 4.1907e-07
[5 empty] | 0.5 | 0 | 0.48065 | 1 | 9.3356e-05 | 0.00126% | 0.5% | 6.3016e-08 |  |  |  | 0.5 | 0 | 0.48065 | 1 | 0.00013122 | 0.003543% | 0.5% | 1.7714e-07 |  |  | 0.5 | 0 | 0.48065 | 1 | 0.00015896 | 0.008584% | 0.5% | 4.2919e-07
[5 empty] | 0.505 | 0.010403 | 0.48062 | 1.0242 | 9.5619e-05 | 0.001291% | 0.5% | 6.4539e-08 |  |  |  | 0.505 | 0.010403 | 0.48062 | 1.0242 | 0.0001344 | 0.003629% | 0.5% | 1.8142e-07 |  |  | 0.505 | 0.010403 | 0.48062 | 1.0242 | 0.00016282 | 0.008792% | 0.5% | 4.3956e-07
[5 empty] | 0.51 | 0.020807 | 0.4805 | 1.0491 | 9.7937e-05 | 0.001322% | 0.4999% | 6.6099e-08 |  |  |  | 0.51 | 0.020807 | 0.4805 | 1.0491 | 0.00013766 | 0.003717% | 0.4999% | 1.8581e-07 |  |  | 0.51 | 0.020807 | 0.4805 | 1.0491 | 0.00016676 | 0.009005% | 0.4999% | 4.5018e-07
[5 empty] | 0.515 | 0.031215 | 0.48031 | 1.0745 | 0.00010031 | 0.001354% | 0.4999% | 6.7696e-08 |  |  |  | 0.515 | 0.031215 | 0.48031 | 1.0745 | 0.00014099 | 0.003807% | 0.4999% | 1.903e-07 |  |  | 0.515 | 0.031215 | 0.48031 | 1.0745 | 0.00017081 | 0.009223% | 0.4999% | 4.6106e-07
[5 empty] | 0.52 | 0.041627 | 0.48005 | 1.1006 | 0.00010275 | 0.001387% | 0.4999% | 6.9334e-08 |  |  |  | 0.52 | 0.041627 | 0.48005 | 1.1006 | 0.00014442 | 0.003899% | 0.4999% | 1.949e-07 |  |  | 0.52 | 0.041627 | 0.48005 | 1.1006 | 0.00017495 | 0.009447% | 0.4999% | 4.7221e-07
[5 empty] | 0.525 | 0.052047 | 0.47971 | 1.1273 | 0.00010524 | 0.001421% | 0.4998% | 7.1011e-08 |  |  |  | 0.525 | 0.052047 | 0.47971 | 1.1273 | 0.00014792 | 0.003994% | 0.4998% | 1.9962e-07 |  |  | 0.525 | 0.052047 | 0.47971 | 1.1273 | 0.0001792 | 0.009676% | 0.4998% | 4.8364e-07
[5 empty] | 0.53 | 0.062474 | 0.47929 | 1.1547 | 0.0001078 | 0.001455% | 0.4998% | 7.2731e-08 |  |  |  | 0.53 | 0.062474 | 0.47929 | 1.1547 | 0.00015152 | 0.004091% | 0.4998% | 2.0445e-07 |  |  | 0.53 | 0.062474 | 0.47929 | 1.1547 | 0.00018356 | 0.009912% | 0.4998% | 4.9535e-07
[5 empty] | 0.535 | 0.072911 | 0.4788 | 1.1828 | 0.00011042 | 0.001491% | 0.4997% | 7.4495e-08 |  |  |  | 0.535 | 0.072911 | 0.4788 | 1.1828 | 0.0001552 | 0.00419% | 0.4997% | 2.0941e-07 |  |  | 0.535 | 0.072911 | 0.4788 | 1.1828 | 0.00018802 | 0.01015% | 0.4997% | 5.0736e-07
[5 empty] | 0.54 | 0.08336 | 0.47824 | 1.2116 | 0.00011311 | 0.001527% | 0.4997% | 7.6302e-08 |  |  |  | 0.54 | 0.08336 | 0.47824 | 1.2116 | 0.00015898 | 0.004292% | 0.4997% | 2.1449e-07 |  |  | 0.54 | 0.08336 | 0.47824 | 1.2116 | 0.0001926 | 0.0104% | 0.4997% | 5.1967e-07
[5 empty] | 0.545 | 0.093822 | 0.47759 | 1.2411 | 0.00011587 | 0.001564% | 0.4997% | 7.8157e-08 |  |  |  | 0.545 | 0.093822 | 0.47759 | 1.2411 | 0.00016286 | 0.004397% | 0.4997% | 2.197e-07 |  |  | 0.545 | 0.093822 | 0.47759 | 1.2411 | 0.00019729 | 0.01065% | 0.4997% | 5.323e-07
[5 empty] | 0.55 | 0.1043 | 0.47687 | 1.2714 | 0.0001187 | 0.001602% | 0.4996% | 8.0058e-08 |  |  |  | 0.55 | 0.1043 | 0.47687 | 1.2714 | 0.00016683 | 0.004504% | 0.4996% | 2.2505e-07 |  |  | 0.55 | 0.1043 | 0.47687 | 1.2714 | 0.00020211 | 0.01091% | 0.4996% | 5.4525e-07
[5 empty] | 0.555 | 0.11479 | 0.47608 | 1.3025 | 0.0001216 | 0.001642% | 0.4996% | 8.201e-08 |  |  |  | 0.555 | 0.11479 | 0.47608 | 1.3025 | 0.00017091 | 0.004615% | 0.4996% | 2.3053e-07 |  |  | 0.555 | 0.11479 | 0.47608 | 1.3025 | 0.00020706 | 0.01118% | 0.4996% | 5.5854e-07
[5 empty] | 0.56 | 0.1253 | 0.47521 | 1.3345 | 0.00012458 | 0.001682% | 0.4995% | 8.4012e-08 |  |  |  | 0.56 | 0.1253 | 0.47521 | 1.3345 | 0.0001751 | 0.004728% | 0.4995% | 2.3616e-07 |  |  | 0.56 | 0.1253 | 0.47521 | 1.3345 | 0.00021213 | 0.01145% | 0.4995% | 5.7218e-07
[5 empty] | 0.565 | 0.13584 | 0.47426 | 1.3672 | 0.00012764 | 0.001723% | 0.4995% | 8.6067e-08 |  |  |  | 0.565 | 0.13584 | 0.47426 | 1.3672 | 0.0001794 | 0.004844% | 0.4995% | 2.4194e-07 |  |  | 0.565 | 0.13584 | 0.47426 | 1.3672 | 0.00021734 | 0.01174% | 0.4995% | 5.8618e-07
[5 empty] | 0.57 | 0.14639 | 0.47324 | 1.4008 | 0.00013078 | 0.001765% | 0.4995% | 8.8177e-08 |  |  |  | 0.57 | 0.14639 | 0.47324 | 1.4008 | 0.00018381 | 0.004963% | 0.4995% | 2.4787e-07 |  |  | 0.57 | 0.14639 | 0.47324 | 1.4008 | 0.00022268 | 0.01202% | 0.4995% | 6.0055e-07
[5 empty] | 0.575 | 0.15697 | 0.47213 | 1.4354 | 0.000134 | 0.001809% | 0.4994% | 9.0344e-08 |  |  |  | 0.575 | 0.15697 | 0.47213 | 1.4354 | 0.00018835 | 0.005085% | 0.4994% | 2.5396e-07 |  |  | 0.575 | 0.15697 | 0.47213 | 1.4354 | 0.00022817 | 0.01232% | 0.4994% | 6.153e-07
[5 empty] | 0.58 | 0.16757 | 0.47096 | 1.4709 | 0.00013731 | 0.001854% | 0.4994% | 9.2569e-08 |  |  |  | 0.58 | 0.16757 | 0.47096 | 1.4709 | 0.000193 | 0.005211% | 0.4994% | 2.6022e-07 |  |  | 0.58 | 0.16757 | 0.47096 | 1.4709 | 0.00023381 | 0.01262% | 0.4994% | 6.3045e-07
[5 empty] | 0.585 | 0.1782 | 0.4697 | 1.5073 | 0.00014072 | 0.0019% | 0.4993% | 9.4854e-08 |  |  |  | 0.585 | 0.1782 | 0.4697 | 1.5073 | 0.00019778 | 0.00534% | 0.4993% | 2.6664e-07 |  |  | 0.585 | 0.1782 | 0.4697 | 1.5073 | 0.0002396 | 0.01294% | 0.4993% | 6.4602e-07
[5 empty] | 0.59 | 0.18886 | 0.46837 | 1.5448 | 0.00014421 | 0.001947% | 0.4993% | 9.7203e-08 |  |  |  | 0.59 | 0.18886 | 0.46837 | 1.5448 | 0.0002027 | 0.005473% | 0.4993% | 2.7324e-07 |  |  | 0.59 | 0.18886 | 0.46837 | 1.5448 | 0.00024556 | 0.01326% | 0.4993% | 6.6201e-07
[5 empty] | 0.595 | 0.19955 | 0.46696 | 1.5833 | 0.00014781 | 0.001995% | 0.4992% | 9.9617e-08 |  |  |  | 0.595 | 0.19955 | 0.46696 | 1.5833 | 0.00020775 | 0.005609% | 0.4992% | 2.8003e-07 |  |  | 0.595 | 0.19955 | 0.46696 | 1.5833 | 0.00025168 | 0.01359% | 0.4992% | 6.7845e-07
[5 empty] | 0.6 | 0.21028 | 0.46547 | 1.6228 | 0.0001515 | 0.002045% | 0.4992% | 1.021e-07 |  |  |  | 0.6 | 0.21028 | 0.46547 | 1.6228 | 0.00021294 | 0.005749% | 0.4992% | 2.87e-07 |  |  | 0.6 | 0.21028 | 0.46547 | 1.6228 | 0.00025797 | 0.01393% | 0.4992% | 6.9535e-07
[5 empty] | 0.605 | 0.22104 | 0.46391 | 1.6636 | 0.0001553 | 0.002097% | 0.4992% | 1.0465e-07 |  |  |  | 0.605 | 0.22104 | 0.46391 | 1.6636 | 0.00021829 | 0.005894% | 0.4992% | 2.9418e-07 |  |  | 0.605 | 0.22104 | 0.46391 | 1.6636 | 0.00026444 | 0.01428% | 0.4992% | 7.1273e-07
[5 empty] | 0.61 | 0.23183 | 0.46226 | 1.7054 | 0.00015921 | 0.002149% | 0.4991% | 1.0727e-07 |  |  |  | 0.61 | 0.23183 | 0.46226 | 1.7054 | 0.00022378 | 0.006042% | 0.4991% | 3.0155e-07 |  |  | 0.61 | 0.23183 | 0.46226 | 1.7054 | 0.0002711 | 0.01464% | 0.4991% | 7.3061e-07
[5 empty] | 0.615 | 0.24267 | 0.46054 | 1.7485 | 0.00016323 | 0.002204% | 0.4991% | 1.0998e-07 |  |  |  | 0.615 | 0.24267 | 0.46054 | 1.7485 | 0.00022943 | 0.006195% | 0.4991% | 3.0914e-07 |  |  | 0.615 | 0.24267 | 0.46054 | 1.7485 | 0.00027795 | 0.01501% | 0.4991% | 7.4899e-07
[5 empty] | 0.62 | 0.25355 | 0.45874 | 1.7929 | 0.00016737 | 0.00226% | 0.499% | 1.1275e-07 |  |  |  | 0.62 | 0.25355 | 0.45874 | 1.7929 | 0.00023525 | 0.006352% | 0.499% | 3.1696e-07 |  |  | 0.62 | 0.25355 | 0.45874 | 1.7929 | 0.000285 | 0.01539% | 0.499% | 7.6792e-07
[5 empty] | 0.625 | 0.26447 | 0.45686 | 1.8385 | 0.00017164 | 0.002317% | 0.499% | 1.1561e-07 |  |  |  | 0.625 | 0.26447 | 0.45686 | 1.8385 | 0.00024124 | 0.006513% | 0.499% | 3.25e-07 |  |  | 0.625 | 0.26447 | 0.45686 | 1.8385 | 0.00029226 | 0.01578% | 0.499% | 7.874e-07
[5 empty] | 0.63 | 0.27544 | 0.4549 | 1.8856 | 0.00017603 | 0.002376% | 0.4989% | 1.1856e-07 |  |  |  | 0.63 | 0.27544 | 0.4549 | 1.8856 | 0.00024741 | 0.00668% | 0.4989% | 3.3328e-07 |  |  | 0.63 | 0.27544 | 0.4549 | 1.8856 | 0.00029973 | 0.01618% | 0.4989% | 8.0746e-07
[5 empty] | 0.635 | 0.28645 | 0.45286 | 1.934 | 0.00018055 | 0.002437% | 0.4989% | 1.2159e-07 |  |  |  | 0.635 | 0.28645 | 0.45286 | 1.934 | 0.00025377 | 0.006852% | 0.4989% | 3.418e-07 |  |  | 0.635 | 0.28645 | 0.45286 | 1.934 | 0.00030743 | 0.0166% | 0.4989% | 8.2812e-07
[5 empty] | 0.64 | 0.29752 | 0.45074 | 1.9839 | 0.00018521 | 0.0025% | 0.4988% | 1.2472e-07 |  |  |  | 0.64 | 0.29752 | 0.45074 | 1.9839 | 0.00026032 | 0.007028% | 0.4988% | 3.5059e-07 |  |  | 0.64 | 0.29752 | 0.45074 | 1.9839 | 0.00031537 | 0.01703% | 0.4988% | 8.4941e-07
[5 empty] | 0.645 | 0.30864 | 0.44854 | 2.0354 | 0.00019001 | 0.002565% | 0.4988% | 1.2794e-07 |  |  |  | 0.645 | 0.30864 | 0.44854 | 2.0354 | 0.00026707 | 0.007211% | 0.4988% | 3.5965e-07 |  |  | 0.645 | 0.30864 | 0.44854 | 2.0354 | 0.00032354 | 0.01747% | 0.4988% | 8.7135e-07
[5 empty] | 0.65 | 0.31982 | 0.44626 | 2.0884 | 0.00019497 | 0.002632% | 0.4987% | 1.3126e-07 |  |  |  | 0.65 | 0.31982 | 0.44626 | 2.0884 | 0.00027403 | 0.007399% | 0.4987% | 3.6898e-07 |  |  | 0.65 | 0.31982 | 0.44626 | 2.0884 | 0.00033198 | 0.01793% | 0.4987% | 8.9396e-07
[5 empty] | 0.655 | 0.33105 | 0.4439 | 2.1431 | 0.00020007 | 0.002701% | 0.4987% | 1.3469e-07 |  |  |  | 0.655 | 0.33105 | 0.4439 | 2.1431 | 0.00028121 | 0.007592% | 0.4987% | 3.7861e-07 |  |  | 0.655 | 0.33105 | 0.4439 | 2.1431 | 0.00034068 | 0.01839% | 0.4987% | 9.1729e-07
[5 empty] | 0.66 | 0.34234 | 0.44146 | 2.1996 | 0.00020535 | 0.002772% | 0.4986% | 1.3822e-07 |  |  |  | 0.66 | 0.34234 | 0.44146 | 2.1996 | 0.00028862 | 0.007793% | 0.4986% | 3.8855e-07 |  |  | 0.66 | 0.34234 | 0.44146 | 2.1996 | 0.00034965 | 0.01888% | 0.4986% | 9.4136e-07
[5 empty] | 0.665 | 0.3537 | 0.43893 | 2.2579 | 0.00021079 | 0.002846% | 0.4986% | 1.4187e-07 |  |  |  | 0.665 | 0.3537 | 0.43893 | 2.2579 | 0.00029627 | 0.007999% | 0.4986% | 3.988e-07 |  |  | 0.665 | 0.3537 | 0.43893 | 2.2579 | 0.00035892 | 0.01938% | 0.4986% | 9.6619e-07
[5 empty] | 0.67 | 0.36513 | 0.43632 | 2.3181 | 0.00021641 | 0.002921% | 0.4985% | 1.4563e-07 |  |  |  | 0.67 | 0.36513 | 0.43632 | 2.3181 | 0.00030417 | 0.008212% | 0.4985% | 4.0938e-07 |  |  | 0.67 | 0.36513 | 0.43632 | 2.3181 | 0.00036849 | 0.0199% | 0.4985% | 9.9184e-07
[5 empty] | 0.675 | 0.37662 | 0.43363 | 2.3803 | 0.00022221 | 0.003% | 0.4984% | 1.4952e-07 |  |  |  | 0.675 | 0.37662 | 0.43363 | 2.3803 | 0.00031233 | 0.008432% | 0.4984% | 4.2031e-07 |  |  | 0.675 | 0.37662 | 0.43363 | 2.3803 | 0.00037837 | 0.02043% | 0.4984% | 1.0183e-06
[5 empty] | 0.68 | 0.38819 | 0.43086 | 2.4445 | 0.00022821 | 0.003081% | 0.4984% | 1.5354e-07 |  |  |  | 0.68 | 0.38819 | 0.43086 | 2.4445 | 0.00032076 | 0.00866% | 0.4984% | 4.3161e-07 |  |  | 0.68 | 0.38819 | 0.43086 | 2.4445 | 0.00038858 | 0.02098% | 0.4984% | 1.0457e-06
[5 empty] | 0.685 | 0.39983 | 0.428 | 2.5109 | 0.00023441 | 0.003164% | 0.4983% | 1.5769e-07 |  |  |  | 0.685 | 0.39983 | 0.428 | 2.5109 | 0.00032947 | 0.008895% | 0.4983% | 4.4328e-07 |  |  | 0.685 | 0.39983 | 0.428 | 2.5109 | 0.00039914 | 0.02155% | 0.4983% | 1.074e-06
[5 empty] | 0.69 | 0.41156 | 0.42505 | 2.5796 | 0.00024082 | 0.003251% | 0.4983% | 1.6199e-07 |  |  |  | 0.69 | 0.41156 | 0.42505 | 2.5796 | 0.00033849 | 0.009139% | 0.4983% | 4.5535e-07 |  |  | 0.69 | 0.41156 | 0.42505 | 2.5796 | 0.00041006 | 0.02214% | 0.4983% | 1.1032e-06
[5 empty] | 0.695 | 0.42336 | 0.42202 | 2.6507 | 0.00024746 | 0.003341% | 0.4982% | 1.6643e-07 |  |  |  | 0.695 | 0.42336 | 0.42202 | 2.6507 | 0.00034781 | 0.009391% | 0.4982% | 4.6784e-07 |  |  | 0.695 | 0.42336 | 0.42202 | 2.6507 | 0.00042136 | 0.02275% | 0.4982% | 1.1335e-06
[5 empty] | 0.7 | 0.43525 | 0.41891 | 2.7243 | 0.00025433 | 0.003433% | 0.4981% | 1.7103e-07 |  |  |  | 0.7 | 0.43525 | 0.41891 | 2.7243 | 0.00035747 | 0.009651% | 0.4981% | 4.8077e-07 |  |  | 0.7 | 0.43525 | 0.41891 | 2.7243 | 0.00043306 | 0.02338% | 0.4981% | 1.1648e-06
[5 empty] | 0.705 | 0.44723 | 0.4157 | 2.8005 | 0.00026144 | 0.003529% | 0.4981% | 1.7579e-07 |  |  |  | 0.705 | 0.44723 | 0.4157 | 2.8005 | 0.00036747 | 0.009921% | 0.4981% | 4.9415e-07 |  |  | 0.705 | 0.44723 | 0.4157 | 2.8005 | 0.00044517 | 0.02404% | 0.4981% | 1.1972e-06
[5 empty] | 0.71 | 0.45931 | 0.41241 | 2.8794 | 0.00026881 | 0.003629% | 0.498% | 1.8072e-07 |  |  |  | 0.71 | 0.45931 | 0.41241 | 2.8794 | 0.00037783 | 0.0102% | 0.498% | 5.0801e-07 |  |  | 0.71 | 0.45931 | 0.41241 | 2.8794 | 0.00045772 | 0.02471% | 0.498% | 1.2308e-06
[5 empty] | 0.715 | 0.47148 | 0.40904 | 2.9613 | 0.00027645 | 0.003732% | 0.4979% | 1.8583e-07 |  |  |  | 0.715 | 0.47148 | 0.40904 | 2.9613 | 0.00038857 | 0.01049% | 0.4979% | 5.2238e-07 |  |  | 0.715 | 0.47148 | 0.40904 | 2.9613 | 0.00047073 | 0.02542% | 0.4979% | 1.2656e-06
[5 empty] | 0.72 | 0.48376 | 0.40557 | 3.0462 | 0.00028438 | 0.003839% | 0.4979% | 1.9113e-07 |  |  |  | 0.72 | 0.48376 | 0.40557 | 3.0462 | 0.00039971 | 0.01079% | 0.4979% | 5.3728e-07 |  |  | 0.72 | 0.48376 | 0.40557 | 3.0462 | 0.00048423 | 0.02615% | 0.4979% | 1.3017e-06
[5 empty] | 0.725 | 0.49614 | 0.40201 | 3.1343 | 0.00029261 | 0.00395% | 0.4978% | 1.9663e-07 |  |  |  | 0.725 | 0.49614 | 0.40201 | 3.1343 | 0.00041127 | 0.0111% | 0.4978% | 5.5273e-07 |  |  | 0.725 | 0.49614 | 0.40201 | 3.1343 | 0.00049823 | 0.0269% | 0.4978% | 1.3391e-06
[5 empty] | 0.73 | 0.50863 | 0.39837 | 3.2258 | 0.00030115 | 0.004065% | 0.4977% | 2.0234e-07 |  |  |  | 0.73 | 0.50863 | 0.39837 | 3.2258 | 0.00042327 | 0.01143% | 0.4977% | 5.6878e-07 |  |  | 0.73 | 0.50863 | 0.39837 | 3.2258 | 0.00051278 | 0.02769% | 0.4977% | 1.378e-06
[5 empty] | 0.735 | 0.52124 | 0.39463 | 3.3208 | 0.00031002 | 0.004185% | 0.4976% | 2.0827e-07 |  |  |  | 0.735 | 0.52124 | 0.39463 | 3.3208 | 0.00043574 | 0.01176% | 0.4976% | 5.8544e-07 |  |  | 0.735 | 0.52124 | 0.39463 | 3.3208 | 0.00052788 | 0.0285% | 0.4976% | 1.4183e-06
[5 empty] | 0.74 | 0.53398 | 0.3908 | 3.4196 | 0.00031924 | 0.00431% | 0.4976% | 2.1443e-07 |  |  |  | 0.74 | 0.53398 | 0.3908 | 3.4196 | 0.00044871 | 0.01211% | 0.4976% | 6.0276e-07 |  |  | 0.74 | 0.53398 | 0.3908 | 3.4196 | 0.00054359 | 0.02935% | 0.4976% | 1.4603e-06
[5 empty] | 0.745 | 0.54684 | 0.38688 | 3.5224 | 0.00032883 | 0.004439% | 0.4975% | 2.2084e-07 |  |  |  | 0.745 | 0.54684 | 0.38688 | 3.5224 | 0.00046219 | 0.01248% | 0.4975% | 6.2077e-07 |  |  | 0.745 | 0.54684 | 0.38688 | 3.5224 | 0.00055992 | 0.03023% | 0.4975% | 1.5039e-06
[5 empty] | 0.75 | 0.55983 | 0.38286 | 3.6293 | 0.00033882 | 0.004574% | 0.4974% | 2.275e-07 |  |  |  | 0.75 | 0.55983 | 0.38286 | 3.6293 | 0.00047623 | 0.01286% | 0.4974% | 6.395e-07 |  |  | 0.75 | 0.55983 | 0.38286 | 3.6293 | 0.00057693 | 0.03115% | 0.4974% | 1.5493e-06
[5 empty] | 0.755 | 0.57296 | 0.37875 | 3.7407 | 0.00034922 | 0.004714% | 0.4973% | 2.3444e-07 |  |  |  | 0.755 | 0.57296 | 0.37875 | 3.7407 | 0.00049084 | 0.01325% | 0.4973% | 6.5901e-07 |  |  | 0.755 | 0.57296 | 0.37875 | 3.7407 | 0.00059463 | 0.03211% | 0.4973% | 1.5966e-06
[5 empty] | 0.76 | 0.58623 | 0.37455 | 3.8568 | 0.00036006 | 0.004861% | 0.4972% | 2.4167e-07 |  |  |  | 0.76 | 0.58623 | 0.37455 | 3.8568 | 0.00050608 | 0.01366% | 0.4972% | 6.7934e-07 |  |  | 0.76 | 0.58623 | 0.37455 | 3.8568 | 0.00061309 | 0.0331% | 0.4972% | 1.6458e-06
[5 empty] | 0.765 | 0.59966 | 0.37024 | 3.9779 | 0.00037136 | 0.005013% | 0.4971% | 2.4921e-07 |  |  |  | 0.765 | 0.59966 | 0.37024 | 3.9779 | 0.00052197 | 0.01409% | 0.4971% | 7.0053e-07 |  |  | 0.765 | 0.59966 | 0.37024 | 3.9779 | 0.00063234 | 0.03414% | 0.4971% | 1.6971e-06
[5 empty] | 0.77 | 0.61324 | 0.36584 | 4.1043 | 0.00038316 | 0.005173% | 0.497% | 2.5708e-07 |  |  |  | 0.77 | 0.61324 | 0.36584 | 4.1043 | 0.00053855 | 0.01454% | 0.497% | 7.2264e-07 |  |  | 0.77 | 0.61324 | 0.36584 | 4.1043 | 0.00065243 | 0.03523% | 0.497% | 1.7507e-06
[5 empty] | 0.775 | 0.62699 | 0.36134 | 4.2364 | 0.00039549 | 0.005339% | 0.4969% | 2.6529e-07 |  |  |  | 0.775 | 0.62699 | 0.36134 | 4.2364 | 0.00055588 | 0.01501% | 0.4969% | 7.4573e-07 |  |  | 0.775 | 0.62699 | 0.36134 | 4.2364 | 0.00067342 | 0.03636% | 0.4969% | 1.8066e-06
[5 empty] | 0.78 | 0.64092 | 0.35674 | 4.3744 | 0.00040838 | 0.005513% | 0.4968% | 2.7388e-07 |  |  |  | 0.78 | 0.64092 | 0.35674 | 4.3744 | 0.00057399 | 0.0155% | 0.4968% | 7.6986e-07 |  |  | 0.78 | 0.64092 | 0.35674 | 4.3744 | 0.00069537 | 0.03754% | 0.4968% | 1.8651e-06
[5 empty] | 0.785 | 0.65503 | 0.35204 | 4.5189 | 0.00042186 | 0.005695% | 0.4967% | 2.8286e-07 |  |  |  | 0.785 | 0.65503 | 0.35204 | 4.5189 | 0.00059295 | 0.01601% | 0.4967% | 7.951e-07 |  |  | 0.785 | 0.65503 | 0.35204 | 4.5189 | 0.00071833 | 0.03878% | 0.4967% | 1.9262e-06
[5 empty] | 0.79 | 0.66933 | 0.34723 | 4.6701 | 0.00043598 | 0.005886% | 0.4966% | 2.9226e-07 |  |  |  | 0.79 | 0.66933 | 0.34723 | 4.6701 | 0.0006128 | 0.01654% | 0.4966% | 8.2151e-07 |  |  | 0.79 | 0.66933 | 0.34723 | 4.6701 | 0.00074237 | 0.04008% | 0.4966% | 1.9902e-06
[5 empty] | 0.795 | 0.68383 | 0.34232 | 4.8287 | 0.00045079 | 0.006085% | 0.4964% | 3.021e-07 |  |  |  | 0.795 | 0.68383 | 0.34232 | 4.8287 | 0.0006336 | 0.01711% | 0.4964% | 8.492e-07 |  |  | 0.795 | 0.68383 | 0.34232 | 4.8287 | 0.00076758 | 0.04144% | 0.4964% | 2.0573e-06
[5 empty] | 0.8 | 0.69855 | 0.3373 | 4.9951 | 0.00046632 | 0.006295% | 0.4963% | 3.1243e-07 |  |  |  | 0.8 | 0.69855 | 0.3373 | 4.9951 | 0.00065544 | 0.0177% | 0.4963% | 8.7823e-07 |  |  | 0.8 | 0.69855 | 0.3373 | 4.9951 | 0.00079403 | 0.04287% | 0.4963% | 2.1276e-06
[5 empty] | 0.805 | 0.71348 | 0.33218 | 5.1699 | 0.00048264 | 0.006515% | 0.4962% | 3.2328e-07 |  |  |  | 0.805 | 0.71348 | 0.33218 | 5.1699 | 0.00067837 | 0.01831% | 0.4962% | 9.0871e-07 |  |  | 0.805 | 0.71348 | 0.33218 | 5.1699 | 0.00082182 | 0.04437% | 0.4962% | 2.2014e-06
[5 empty] | 0.81 | 0.72865 | 0.32695 | 5.3537 | 0.0004998 | 0.006747% | 0.496% | 3.3467e-07 |  |  |  | 0.81 | 0.72865 | 0.32695 | 5.3537 | 0.00070249 | 0.01897% | 0.496% | 9.4074e-07 |  |  | 0.81 | 0.72865 | 0.32695 | 5.3537 | 0.00085103 | 0.04595% | 0.496% | 2.279e-06
[5 empty] | 0.815 | 0.74407 | 0.3216 | 5.5472 | 0.00051786 | 0.006991% | 0.4959% | 3.4666e-07 |  |  |  | 0.815 | 0.74407 | 0.3216 | 5.5472 | 0.00072788 | 0.01965% | 0.4959% | 9.7444e-07 |  |  | 0.815 | 0.74407 | 0.3216 | 5.5472 | 0.00088179 | 0.04761% | 0.4959% | 2.3606e-06
[5 empty] | 0.82 | 0.75975 | 0.31614 | 5.7511 | 0.0005369 | 0.007248% | 0.4957% | 3.5929e-07 |  |  |  | 0.82 | 0.75975 | 0.31614 | 5.7511 | 0.00075464 | 0.02037% | 0.4957% | 1.0099e-06 |  |  | 0.82 | 0.75975 | 0.31614 | 5.7511 | 0.00091421 | 0.04936% | 0.4957% | 2.4466e-06
[5 empty] | 0.825 | 0.77571 | 0.31057 | 5.9664 | 0.00055699 | 0.007519% | 0.4956% | 3.7261e-07 |  |  |  | 0.825 | 0.77571 | 0.31057 | 5.9664 | 0.00078288 | 0.02114% | 0.4956% | 1.0474e-06 |  |  | 0.825 | 0.77571 | 0.31057 | 5.9664 | 0.00094842 | 0.0512% | 0.4956% | 2.5373e-06
[5 empty] | 0.83 | 0.79196 | 0.30488 | 6.1938 | 0.00057823 | 0.007806% | 0.4954% | 3.8668e-07 |  |  |  | 0.83 | 0.79196 | 0.30488 | 6.1938 | 0.00081273 | 0.02194% | 0.4954% | 1.0869e-06 |  |  | 0.83 | 0.79196 | 0.30488 | 6.1938 | 0.00098458 | 0.05315% | 0.4954% | 2.6331e-06
[5 empty] | 0.835 | 0.80851 | 0.29908 | 6.4345 | 0.0006007 | 0.008109% | 0.4952% | 4.0155e-07 |  |  |  | 0.835 | 0.80851 | 0.29908 | 6.4345 | 0.00084431 | 0.02279% | 0.4952% | 1.1287e-06 |  |  | 0.835 | 0.80851 | 0.29908 | 6.4345 | 0.0010228 | 0.05522% | 0.4952% | 2.7343e-06
[5 empty] | 0.84 | 0.8254 | 0.29315 | 6.6896 | 0.00062451 | 0.008431% | 0.495% | 4.1731e-07 |  |  |  | 0.84 | 0.8254 | 0.29315 | 6.6896 | 0.00087778 | 0.0237% | 0.495% | 1.173e-06 |  |  | 0.84 | 0.8254 | 0.29315 | 6.6896 | 0.0010634 | 0.05741% | 0.495% | 2.8416e-06
[5 empty] | 0.845 | 0.84263 | 0.28709 | 6.9604 | 0.00064979 | 0.008772% | 0.4948% | 4.3402e-07 |  |  |  | 0.845 | 0.84263 | 0.28709 | 6.9604 | 0.00091332 | 0.02466% | 0.4948% | 1.22e-06 |  |  | 0.845 | 0.84263 | 0.28709 | 6.9604 | 0.0011064 | 0.05973% | 0.4948% | 2.9553e-06
[5 empty] | 0.85 | 0.86024 | 0.28091 | 7.2484 | 0.00067668 | 0.009135% | 0.4946% | 4.5177e-07 |  |  |  | 0.85 | 0.86024 | 0.28091 | 7.2484 | 0.0009511 | 0.02568% | 0.4946% | 1.2699e-06 |  |  | 0.85 | 0.86024 | 0.28091 | 7.2484 | 0.0011522 | 0.0622% | 0.4946% | 3.0762e-06
[5 empty] | 0.855 | 0.87824 | 0.27461 | 7.5551 | 0.00070531 | 0.009521% | 0.4943% | 4.7066e-07 |  |  |  | 0.855 | 0.87824 | 0.27461 | 7.5551 | 0.00099135 | 0.02676% | 0.4943% | 1.323e-06 |  |  | 0.855 | 0.87824 | 0.27461 | 7.5551 | 0.001201 | 0.06483% | 0.4943% | 3.2048e-06
[5 empty] | 0.86 | 0.89667 | 0.26816 | 7.8825 | 0.00073588 | 0.009934% | 0.4941% | 4.908e-07 |  |  |  | 0.86 | 0.89667 | 0.26816 | 7.8825 | 0.0010343 | 0.02792% | 0.4941% | 1.3796e-06 |  |  | 0.86 | 0.89667 | 0.26816 | 7.8825 | 0.001253 | 0.06764% | 0.4941% | 3.3419e-06
[5 empty] | 0.865 | 0.91554 | 0.26159 | 8.2327 | 0.00076857 | 0.01038% | 0.4938% | 5.1232e-07 |  |  |  | 0.865 | 0.91554 | 0.26159 | 8.2327 | 0.0010803 | 0.02916% | 0.4938% | 1.4401e-06 |  |  | 0.865 | 0.91554 | 0.26159 | 8.2327 | 0.0013087 | 0.07064% | 0.4938% | 3.4884e-06
[5 empty] | 0.87 | 0.9349 | 0.25487 | 8.608 | 0.00080361 | 0.01085% | 0.4935% | 5.3536e-07 |  |  |  | 0.87 | 0.9349 | 0.25487 | 8.608 | 0.0011295 | 0.03049% | 0.4935% | 1.5048e-06 |  |  | 0.87 | 0.9349 | 0.25487 | 8.608 | 0.0013684 | 0.07386% | 0.4935% | 3.6452e-06
[5 empty] | 0.875 | 0.95479 | 0.24802 | 9.0114 | 0.00084126 | 0.01136% | 0.4932% | 5.6008e-07 |  |  |  | 0.875 | 0.95479 | 0.24802 | 9.0114 | 0.0011824 | 0.03192% | 0.4932% | 1.5743e-06 |  |  | 0.875 | 0.95479 | 0.24802 | 9.0114 | 0.0014325 | 0.07732% | 0.4932% | 3.8135e-06
[5 empty] | 0.88 | 0.97524 | 0.24101 | 9.4458 | 0.00088182 | 0.0119% | 0.4928% | 5.8668e-07 |  |  |  | 0.88 | 0.97524 | 0.24101 | 9.4458 | 0.0012394 | 0.03346% | 0.4928% | 1.649e-06 |  |  | 0.88 | 0.97524 | 0.24101 | 9.4458 | 0.0015015 | 0.08105% | 0.4928% | 3.9945e-06
[5 empty] | 0.885 | 0.9963 | 0.23386 | 9.9151 | 0.00092563 | 0.0125% | 0.4925% | 6.1536e-07 |  |  |  | 0.885 | 0.9963 | 0.23386 | 9.9151 | 0.001301 | 0.03512% | 0.4925% | 1.7297e-06 |  |  | 0.885 | 0.9963 | 0.23386 | 9.9151 | 0.0015761 | 0.08507% | 0.4925% | 4.1897e-06
[5 empty] | 0.89 | 1.018 | 0.22655 | 10.4236 | 0.0009731 | 0.01314% | 0.4921% | 6.4639e-07 |  |  |  | 0.89 | 1.018 | 0.22655 | 10.4236 | 0.0013677 | 0.03692% | 0.4921% | 1.8169e-06 |  |  | 0.89 | 1.018 | 0.22655 | 10.4236 | 0.001657 | 0.08944% | 0.4921% | 4.4009e-06
[5 empty] | 0.895 | 1.0405 | 0.21908 | 10.9764 | 0.0010247 | 0.01383% | 0.4916% | 6.8006e-07 |  |  |  | 0.895 | 1.0405 | 0.21908 | 10.9764 | 0.0014403 | 0.03888% | 0.4916% | 1.9115e-06 |  |  | 0.895 | 1.0405 | 0.21908 | 10.9764 | 0.0017448 | 0.09418% | 0.4916% | 4.63e-06
[5 empty] | 0.9 | 1.0637 | 0.21144 | 11.5794 | 0.001081 | 0.01459% | 0.4912% | 7.1672e-07 |  |  |  | 0.9 | 1.0637 | 0.21144 | 11.5794 | 0.0015194 | 0.04102% | 0.4912% | 2.0145e-06 |  |  | 0.9 | 1.0637 | 0.21144 | 11.5794 | 0.0018407 | 0.09935% | 0.4912% | 4.8795e-06
[5 empty] | 0.905 | 1.0878 | 0.20364 | 12.24 | 0.0011427 | 0.01542% | 0.4906% | 7.5677e-07 |  |  |  | 0.905 | 1.0878 | 0.20364 | 12.24 | 0.0016061 | 0.04335% | 0.4906% | 2.1271e-06 |  |  | 0.905 | 1.0878 | 0.20364 | 12.24 | 0.0019457 | 0.105% | 0.4906% | 5.1521e-06
[5 empty] | 0.91 | 1.1128 | 0.19565 | 12.9666 | 0.0012105 | 0.01634% | 0.49% | 8.0073e-07 |  |  |  | 0.91 | 1.1128 | 0.19565 | 12.9666 | 0.0017014 | 0.04593% | 0.49% | 2.2506e-06 |  |  | 0.91 | 1.1128 | 0.19565 | 12.9666 | 0.0020612 | 0.1112% | 0.49% | 5.4512e-06
[5 empty] | 0.915 | 1.1389 | 0.18748 | 13.7698 | 0.0012855 | 0.01735% | 0.4894% | 8.4919e-07 |  |  |  | 0.915 | 1.1389 | 0.18748 | 13.7698 | 0.0018068 | 0.04877% | 0.4894% | 2.3868e-06 |  |  | 0.915 | 1.1389 | 0.18748 | 13.7698 | 0.0021889 | 0.1181% | 0.4894% | 5.7809e-06
[5 empty] | 0.92 | 1.1662 | 0.17912 | 14.6625 | 0.0013688 | 0.01848% | 0.4886% | 9.0287e-07 |  |  |  | 0.92 | 1.1662 | 0.17912 | 14.6625 | 0.001924 | 0.05193% | 0.4886% | 2.5376e-06 |  |  | 0.92 | 1.1662 | 0.17912 | 14.6625 | 0.0023308 | 0.1258% | 0.4886% | 6.1462e-06
[5 empty] | 0.925 | 1.1948 | 0.17055 | 15.6607 | 0.001462 | 0.01974% | 0.4878% | 9.6268e-07 |  |  |  | 0.925 | 1.1948 | 0.17055 | 15.6607 | 0.0020549 | 0.05547% | 0.4878% | 2.7057e-06 |  |  | 0.925 | 1.1948 | 0.17055 | 15.6607 | 0.0024895 | 0.1343% | 0.4878% | 6.5531e-06
[5 empty] | 0.93 | 1.2249 | 0.16177 | 16.7844 | 0.0015669 | 0.02115% | 0.4868% | 1.0297e-06 |  |  |  | 0.93 | 1.2249 | 0.16177 | 16.7844 | 0.0022024 | 0.05945% | 0.4868% | 2.8942e-06 |  |  | 0.93 | 1.2249 | 0.16177 | 16.7844 | 0.0026681 | 0.144% | 0.4868% | 7.0093e-06
[5 empty] | 0.935 | 1.2567 | 0.15276 | 18.0595 | 0.001686 | 0.02276% | 0.4858% | 1.1055e-06 |  |  |  | 0.935 | 1.2567 | 0.15276 | 18.0595 | 0.0023697 | 0.06396% | 0.4858% | 3.107e-06 |  |  | 0.935 | 1.2567 | 0.15276 | 18.0595 | 0.0028708 | 0.1549% | 0.4858% | 7.5245e-06
[5 empty] | 0.94 | 1.2905 | 0.14352 | 19.5192 | 0.0018222 | 0.0246% | 0.4845% | 1.1917e-06 |  |  |  | 0.94 | 1.2905 | 0.14352 | 19.5192 | 0.0025612 | 0.06913% | 0.4845% | 3.3493e-06 |  |  | 0.94 | 1.2905 | 0.14352 | 19.5192 | 0.0031028 | 0.1674% | 0.4845% | 8.111e-06
[5 empty] | 0.945 | 1.3265 | 0.13403 | 21.208 | 0.0019799 | 0.02672% | 0.483% | 1.2908e-06 |  |  |  | 0.945 | 1.3265 | 0.13403 | 21.208 | 0.0027828 | 0.07511% | 0.483% | 3.6278e-06 |  |  | 0.945 | 1.3265 | 0.13403 | 21.208 | 0.0033713 | 0.1819% | 0.483% | 8.7851e-06
[5 empty] | 0.95 | 1.3652 | 0.12426 | 23.1861 | 0.0021646 | 0.02922% | 0.4812% | 1.406e-06 |  |  |  | 0.95 | 1.3652 | 0.12426 | 23.1861 | 0.0030424 | 0.08211% | 0.4812% | 3.9515e-06 |  |  | 0.95 | 1.3652 | 0.12426 | 23.1861 | 0.0036857 | 0.1988% | 0.4812% | 9.5684e-06
[5 empty] | 0.955 | 1.4072 | 0.1142 | 25.5376 | 0.0023841 | 0.03218% | 0.4791% | 1.5417e-06 |  |  |  | 0.955 | 1.4072 | 0.1142 | 25.5376 | 0.0033509 | 0.09043% | 0.4791% | 4.3326e-06 |  |  | 0.955 | 1.4072 | 0.1142 | 25.5376 | 0.0040595 | 0.219% | 0.4791% | 1.0491e-05
[5 empty] | 0.96 | 1.4531 | 0.10382 | 28.3837 | 0.0026498 | 0.03577% | 0.4764% | 1.704e-06 |  |  |  | 0.96 | 1.4531 | 0.10382 | 28.3837 | 0.0037244 | 0.1005% | 0.4764% | 4.7886e-06 |  |  | 0.96 | 1.4531 | 0.10382 | 28.3837 | 0.0045119 | 0.2433% | 0.4764% | 1.1594e-05
[5 empty] | 0.965 | 1.5039 | 0.093096 | 31.907 | 0.0029787 | 0.0402% | 0.4731% | 1.902e-06 |  |  |  | 0.965 | 1.5039 | 0.093096 | 31.907 | 0.0041867 | 0.113% | 0.4731% | 5.3448e-06 |  |  | 0.965 | 1.5039 | 0.093096 | 31.907 | 0.005072 | 0.2735% | 0.4731% | 1.2939e-05
[5 empty] | 0.97 | 1.5611 | 0.081978 | 36.3964 | 0.0033978 | 0.04586% | 0.4687% | 2.1494e-06 |  |  |  | 0.97 | 1.5611 | 0.081978 | 36.3964 | 0.0047758 | 0.1289% | 0.4687% | 6.0397e-06 |  |  | 0.97 | 1.5611 | 0.081978 | 36.3964 | 0.0057856 | 0.3119% | 0.4687% | 1.462e-05
[5 empty] | 0.975 | 1.6268 | 0.070416 | 42.3419 | 0.0039529 | 0.05335% | 0.4627% | 2.4685e-06 |  |  |  | 0.975 | 1.6268 | 0.070416 | 42.3419 | 0.0055559 | 0.1499% | 0.4627% | 6.9359e-06 |  |  | 0.975 | 1.6268 | 0.070416 | 42.3419 | 0.0067307 | 0.3628% | 0.4627% | 1.6787e-05
[5 empty] | 0.98 | 1.7046 | 0.058335 | 50.6537 | 0.0047288 | 0.06382% | 0.4541% | 2.8979e-06 |  |  |  | 0.98 | 1.7046 | 0.058335 | 50.6537 | 0.0066466 | 0.1793% | 0.4541% | 8.1417e-06 |  |  | 0.98 | 1.7046 | 0.058335 | 50.6537 | 0.008052 | 0.4339% | 0.4541% | 1.9701e-05
[5 empty] | 0.985 | 1.8012 | 0.045627 | 63.2667 | 0.0059063 | 0.0797% | 0.4406% | 3.5117e-06 |  |  |  | 0.985 | 1.8012 | 0.045627 | 63.2667 | 0.0083016 | 0.2239% | 0.4406% | 9.8645e-06 |  |  | 0.985 | 1.8012 | 0.045627 | 63.2667 | 0.010057 | 0.5416% | 0.4406% | 2.3863e-05
[5 empty] | 0.99 | 1.9309 | 0.032111 | 85.2842 | 0.0079618 | 0.1074% | 0.4165% | 4.4739e-06 |  |  |  | 0.99 | 1.9309 | 0.032111 | 85.2842 | 0.011191 | 0.3017% | 0.4165% | 1.2564e-05 |  |  | 0.99 | 1.9309 | 0.032111 | 85.2842 | 0.013557 | 0.7294% | 0.4165% | 3.0377e-05
[5 empty] | 0.995 | 2.1379 | 0.017421 | 137.3847 | 0.012826 | 0.173% | 0.3607% | 6.2407e-06 |  |  |  | 0.995 | 2.1379 | 0.017421 | 137.3847 | 0.018027 | 0.4855% | 0.3607% | 1.7516e-05 |  |  | 0.995 | 2.1379 | 0.017421 | 137.3847 | 0.021839 | 1.172% | 0.3607% | 4.2293e-05
|  |  |  | 5 | Flu: Standing, Speaking | 0.25 | hr | -0.76955 | 0.84 |  |  | R(ERq) |  |  |  | Flu: Standing, Speaking | 0.5 | hr | -0.76955 | 0.84 |  |  | R(ERq) |  |  | Flu: Standing, Speaking | 1 | hr | -0.76955 | 0.84 |  |  | R(ERq)
[5 empty] | Percentile Increment | log10ERq | pdf log10ERq | ERq | Avg quanta/m3 | PI(ERq) | PERq | PI(ERq)*PERq | Risk = | 1.023e-05 |  | Percentile Increment | log10ERq | pdf log10ERq | ERq | Avg quanta/m3 | PI(ERq) | PERq | PI(ERq)*PERq | Risk = | 2.8756e-05 | Percentile Increment | log10ERq | pdf log10ERq | ERq | Avg quanta/m3 | PI(ERq) | PERq | PI(ERq)*PERq | Risk = | 6.9661e-05
[5 empty] | 0.005 | -2.9332 | 0.017214 | 0.0011661 | 1.0887e-07 | 1.47e-06% |  | 0 | Percentile = | 0.79 |  | 0.005 | -2.9332 | 0.017214 | 0.0011661 | 1.5302e-07 | 4.131e-06% |  | 0 | Percentile = | 0.79 | 0.005 | -2.9332 | 0.017214 | 0.0011661 | 1.8537e-07 | 1.001e-05% |  | 0 | Percentile = | 0.79
[5 empty] | 0.01 | -2.7237 | 0.031729 | 0.0018894 | 1.7638e-07 | 2.381e-06% | 0.6649% | 1.5833e-10 | R(ERq)max = | 0.0001127% |  | 0.01 | -2.7237 | 0.031729 | 0.0018894 | 2.4792e-07 | 6.694e-06% | 0.6649% | 4.4508e-10 | R(ERq)max = | 0.0003166% | 0.01 | -2.7237 | 0.031729 | 0.0018894 | 3.0034e-07 | 1.622e-05% | 0.6649% | 1.0784e-09 | R(ERq)max = | 0.0007666%
[5 empty] | 0.015 | -2.5924 | 0.045084 | 0.0025561 | 2.3862e-07 | 3.221e-06% | 0.5918% | 1.9063e-10 | PI 90% = | 0.002555% |  | 0.015 | -2.5924 | 0.045084 | 0.0025561 | 3.354e-07 | 9.056e-06% | 0.5918% | 5.3588e-10 | PI 90% = | 0.007183% | 0.015 | -2.5924 | 0.045084 | 0.0025561 | 4.0632e-07 | 2.194e-05% | 0.5918% | 1.2984e-09 | PI 90% = | 0.0174%
[5 empty] | 0.02 | -2.4947 | 0.057641 | 0.0032011 | 2.9884e-07 | 4.034e-06% | 0.5633% | 2.2726e-10 | Percentile = | 0.9 |  | 0.02 | -2.4947 | 0.057641 | 0.0032011 | 4.2004e-07 | 1.134e-05% | 0.5633% | 6.3884e-10 | Percentile = | 0.9 | 0.02 | -2.4947 | 0.057641 | 0.0032011 | 5.0885e-07 | 2.748e-05% | 0.5633% | 1.5479e-09 | Percentile = | 0.9
[5 empty] | 0.025 | -2.4159 | 0.069577 | 0.0038378 | 3.5828e-07 | 4.837e-06% | 0.5481% | 2.6512e-10 |  |  |  | 0.025 | -2.4159 | 0.069577 | 0.0038378 | 5.0358e-07 | 1.36e-05% | 0.5481% | 7.4526e-10 |  |  | 0.025 | -2.4159 | 0.069577 | 0.0038378 | 6.1006e-07 | 3.294e-05% | 0.5481% | 1.8057e-09
[5 empty] | 0.03 | -2.3494 | 0.081002 | 0.0044728 | 4.1756e-07 | 5.637e-06% | 0.5387% | 3.0367e-10 |  |  |  | 0.03 | -2.3494 | 0.081002 | 0.0044728 | 5.8691e-07 | 1.585e-05% | 0.5387% | 8.5364e-10 |  |  | 0.03 | -2.3494 | 0.081002 | 0.0044728 | 7.1101e-07 | 3.839e-05% | 0.5387% | 2.0683e-09
[5 empty] | 0.035 | -2.2916 | 0.091988 | 0.0051103 | 4.7707e-07 | 6.44e-06% | 0.5323% | 3.428e-10 |  |  |  | 0.035 | -2.2916 | 0.091988 | 0.0051103 | 6.7055e-07 | 1.81e-05% | 0.5323% | 9.6365e-10 |  |  | 0.035 | -2.2916 | 0.091988 | 0.0051103 | 8.1234e-07 | 4.387e-05% | 0.5323% | 2.3348e-09
[5 empty] | 0.04 | -2.2401 | 0.10259 | 0.0057527 | 5.3705e-07 | 7.25e-06% | 0.5276% | 3.8251e-10 |  |  |  | 0.04 | -2.2401 | 0.10259 | 0.0057527 | 7.5485e-07 | 2.038e-05% | 0.5276% | 1.0753e-09 |  |  | 0.04 | -2.2401 | 0.10259 | 0.0057527 | 9.1446e-07 | 4.938e-05% | 0.5276% | 2.6053e-09
[5 empty] | 0.045 | -2.1937 | 0.11284 | 0.006402 | 5.9766e-07 | 8.068e-06% | 0.5241% | 4.2284e-10 |  |  |  | 0.045 | -2.1937 | 0.11284 | 0.006402 | 8.4004e-07 | 2.268e-05% | 0.5241% | 1.1886e-09 |  |  | 0.045 | -2.1937 | 0.11284 | 0.006402 | 1.0177e-06 | 5.495e-05% | 0.5241% | 2.8799e-09
[5 empty] | 0.05 | -2.1512 | 0.12278 | 0.0070595 | 6.5904e-07 | 8.897e-06% | 0.5213% | 4.6379e-10 |  |  |  | 0.05 | -2.1512 | 0.12278 | 0.0070595 | 9.2632e-07 | 2.501e-05% | 0.5213% | 1.3038e-09 |  |  | 0.05 | -2.1512 | 0.12278 | 0.0070595 | 1.1222e-06 | 6.06e-05% | 0.5213% | 3.1589e-09
[5 empty] | 0.055 | -2.112 | 0.13243 | 0.0077262 | 7.2129e-07 | 9.737e-06% | 0.5191% | 5.0543e-10 |  |  |  | 0.055 | -2.112 | 0.13243 | 0.0077262 | 1.0138e-06 | 2.737e-05% | 0.5191% | 1.4208e-09 |  |  | 0.055 | -2.112 | 0.13243 | 0.0077262 | 1.2282e-06 | 6.632e-05% | 0.5191% | 3.4425e-09
[5 empty] | 0.06 | -2.0756 | 0.14181 | 0.0084031 | 7.8448e-07 | 1.059e-05% | 0.5172% | 5.4777e-10 |  |  |  | 0.06 | -2.0756 | 0.14181 | 0.0084031 | 1.1026e-06 | 2.977e-05% | 0.5172% | 1.5398e-09 |  |  | 0.06 | -2.0756 | 0.14181 | 0.0084031 | 1.3358e-06 | 7.213e-05% | 0.5172% | 3.7308e-09
[5 empty] | 0.065 | -2.0414 | 0.15095 | 0.0090908 | 8.4868e-07 | 1.146e-05% | 0.5157% | 5.9084e-10 |  |  |  | 0.065 | -2.0414 | 0.15095 | 0.0090908 | 1.1929e-06 | 3.221e-05% | 0.5157% | 1.6609e-09 |  |  | 0.065 | -2.0414 | 0.15095 | 0.0090908 | 1.4451e-06 | 7.804e-05% | 0.5157% | 4.0242e-09
[5 empty] | 0.07 | -2.0092 | 0.15984 | 0.00979 | 9.1396e-07 | 1.234e-05% | 0.5144% | 6.3468e-10 |  |  |  | 0.07 | -2.0092 | 0.15984 | 0.00979 | 1.2846e-06 | 3.468e-05% | 0.5144% | 1.7841e-09 |  |  | 0.07 | -2.0092 | 0.15984 | 0.00979 | 1.5562e-06 | 8.404e-05% | 0.5144% | 4.3228e-09
[5 empty] | 0.075 | -1.9788 | 0.16852 | 0.010501 | 9.8036e-07 | 1.323e-05% | 0.5133% | 6.7931e-10 |  |  |  | 0.075 | -1.9788 | 0.16852 | 0.010501 | 1.3779e-06 | 3.72e-05% | 0.5133% | 1.9096e-09 |  |  | 0.075 | -1.9788 | 0.16852 | 0.010501 | 1.6693e-06 | 9.014e-05% | 0.5133% | 4.6268e-09
[5 empty] | 0.08 | -1.9498 | 0.17698 | 0.011225 | 1.0479e-06 | 1.415e-05% | 0.5123% | 7.2475e-10 |  |  |  | 0.08 | -1.9498 | 0.17698 | 0.011225 | 1.4729e-06 | 3.977e-05% | 0.5123% | 2.0374e-09 |  |  | 0.08 | -1.9498 | 0.17698 | 0.011225 | 1.7844e-06 | 9.636e-05% | 0.5123% | 4.9363e-09
[5 empty] | 0.085 | -1.9222 | 0.18525 | 0.011962 | 1.1167e-06 | 1.508e-05% | 0.5115% | 7.7104e-10 |  |  |  | 0.085 | -1.9222 | 0.18525 | 0.011962 | 1.5696e-06 | 4.238e-05% | 0.5115% | 2.1675e-09 |  |  | 0.085 | -1.9222 | 0.18525 | 0.011962 | 1.9015e-06 | 0.0001027% | 0.5115% | 5.2516e-09
[5 empty] | 0.09 | -1.8958 | 0.19332 | 0.012712 | 1.1867e-06 | 1.602e-05% | 0.5107% | 8.1819e-10 |  |  |  | 0.09 | -1.8958 | 0.19332 | 0.012712 | 1.668e-06 | 4.504e-05% | 0.5107% | 2.3e-09 |  |  | 0.09 | -1.8958 | 0.19332 | 0.012712 | 2.0207e-06 | 0.0001091% | 0.5107% | 5.5727e-09
[5 empty] | 0.095 | -1.8704 | 0.20121 | 0.013476 | 1.2581e-06 | 1.698e-05% | 0.51% | 8.6623e-10 |  |  |  | 0.095 | -1.8704 | 0.20121 | 0.013476 | 1.7683e-06 | 4.774e-05% | 0.51% | 2.435e-09 |  |  | 0.095 | -1.8704 | 0.20121 | 0.013476 | 2.1422e-06 | 0.0001157% | 0.51% | 5.8999e-09
[5 empty] | 0.1 | -1.8461 | 0.20893 | 0.014254 | 1.3307e-06 | 1.796e-05% | 0.5094% | 9.1517e-10 |  |  |  | 0.1 | -1.8461 | 0.20893 | 0.014254 | 1.8704e-06 | 5.05e-05% | 0.5094% | 2.5726e-09 |  |  | 0.1 | -1.8461 | 0.20893 | 0.014254 | 2.2659e-06 | 0.0001224% | 0.5094% | 6.2333e-09
[5 empty] | 0.105 | -1.8225 | 0.21647 | 0.015047 | 1.4047e-06 | 1.896e-05% | 0.5089% | 9.6505e-10 |  |  |  | 0.105 | -1.8225 | 0.21647 | 0.015047 | 1.9744e-06 | 5.331e-05% | 0.5089% | 2.7129e-09 |  |  | 0.105 | -1.8225 | 0.21647 | 0.015047 | 2.3919e-06 | 0.0001292% | 0.5089% | 6.573e-09
[5 empty] | 0.11 | -1.7998 | 0.22385 | 0.015855 | 1.4802e-06 | 1.998e-05% | 0.5084% | 1.0159e-09 |  |  |  | 0.11 | -1.7998 | 0.22385 | 0.015855 | 2.0804e-06 | 5.617e-05% | 0.5084% | 2.8557e-09 |  |  | 0.11 | -1.7998 | 0.22385 | 0.015855 | 2.5203e-06 | 0.0001361% | 0.5084% | 6.9192e-09
[5 empty] | 0.115 | -1.7779 | 0.23107 | 0.016678 | 1.557e-06 | 2.102e-05% | 0.508% | 1.0677e-09 |  |  |  | 0.115 | -1.7779 | 0.23107 | 0.016678 | 2.1884e-06 | 5.909e-05% | 0.508% | 3.0014e-09 |  |  | 0.115 | -1.7779 | 0.23107 | 0.016678 | 2.6512e-06 | 0.0001432% | 0.508% | 7.272e-09
[5 empty] | 0.12 | -1.7565 | 0.23814 | 0.017517 | 1.6353e-06 | 2.208e-05% | 0.5075% | 1.1205e-09 |  |  |  | 0.12 | -1.7565 | 0.23814 | 0.017517 | 2.2985e-06 | 6.206e-05% | 0.5075% | 3.1498e-09 |  |  | 0.12 | -1.7565 | 0.23814 | 0.017517 | 2.7845e-06 | 0.0001504% | 0.5075% | 7.6317e-09
[5 empty] | 0.125 | -1.7358 | 0.24506 | 0.018372 | 1.7151e-06 | 2.315e-05% | 0.5072% | 1.1743e-09 |  |  |  | 0.125 | -1.7358 | 0.24506 | 0.018372 | 2.4107e-06 | 6.509e-05% | 0.5072% | 3.3011e-09 |  |  | 0.125 | -1.7358 | 0.24506 | 0.018372 | 2.9204e-06 | 0.0001577% | 0.5072% | 7.9983e-09
[5 empty] | 0.13 | -1.7157 | 0.25184 | 0.019243 | 1.7965e-06 | 2.425e-05% | 0.5068% | 1.2292e-09 |  |  |  | 0.13 | -1.7157 | 0.25184 | 0.019243 | 2.525e-06 | 6.818e-05% | 0.5068% | 3.4553e-09 |  |  | 0.13 | -1.7157 | 0.25184 | 0.019243 | 3.059e-06 | 0.0001652% | 0.5068% | 8.3719e-09
[5 empty] | 0.135 | -1.6961 | 0.25847 | 0.020132 | 1.8794e-06 | 2.537e-05% | 0.5065% | 1.2851e-09 |  |  |  | 0.135 | -1.6961 | 0.25847 | 0.020132 | 2.6416e-06 | 7.132e-05% | 0.5065% | 3.6125e-09 |  |  | 0.135 | -1.6961 | 0.25847 | 0.020132 | 3.2001e-06 | 0.0001728% | 0.5065% | 8.7528e-09
[5 empty] | 0.14 | -1.677 | 0.26497 | 0.021037 | 1.9639e-06 | 2.651e-05% | 0.5062% | 1.3421e-09 |  |  |  | 0.14 | -1.677 | 0.26497 | 0.021037 | 2.7604e-06 | 7.453e-05% | 0.5062% | 3.7728e-09 |  |  | 0.14 | -1.677 | 0.26497 | 0.021037 | 3.3441e-06 | 0.0001806% | 0.5062% | 9.1411e-09
[5 empty] | 0.145 | -1.6584 | 0.27134 | 0.02196 | 2.0501e-06 | 2.768e-05% | 0.5059% | 1.4002e-09 |  |  |  | 0.145 | -1.6584 | 0.27134 | 0.02196 | 2.8815e-06 | 7.78e-05% | 0.5059% | 3.9362e-09 |  |  | 0.145 | -1.6584 | 0.27134 | 0.02196 | 3.4908e-06 | 0.0001885% | 0.5059% | 9.5369e-09
[5 empty] | 0.15 | -1.6402 | 0.27757 | 0.0229 | 2.1379e-06 | 2.886e-05% | 0.5057% | 1.4595e-09 |  |  |  | 0.15 | -1.6402 | 0.27757 | 0.0229 | 3.0049e-06 | 8.113e-05% | 0.5057% | 4.1027e-09 |  |  | 0.15 | -1.6402 | 0.27757 | 0.0229 | 3.6403e-06 | 0.0001966% | 0.5057% | 9.9405e-09
[5 empty] | 0.155 | -1.6223 | 0.28368 | 0.02386 | 2.2274e-06 | 3.007e-05% | 0.5054% | 1.5199e-09 |  |  |  | 0.155 | -1.6223 | 0.28368 | 0.02386 | 3.1308e-06 | 8.453e-05% | 0.5054% | 4.2725e-09 |  |  | 0.155 | -1.6223 | 0.28368 | 0.02386 | 3.7928e-06 | 0.0002048% | 0.5054% | 1.0352e-08
[5 empty] | 0.16 | -1.6049 | 0.28966 | 0.024837 | 2.3187e-06 | 3.13e-05% | 0.5052% | 1.5815e-09 |  |  |  | 0.16 | -1.6049 | 0.28966 | 0.024837 | 3.2591e-06 | 8.799e-05% | 0.5052% | 4.4456e-09 |  |  | 0.16 | -1.6049 | 0.28966 | 0.024837 | 3.9482e-06 | 0.0002132% | 0.5052% | 1.0771e-08
[5 empty] | 0.165 | -1.5878 | 0.29552 | 0.025834 | 2.4118e-06 | 3.256e-05% | 0.505% | 1.6442e-09 |  |  |  | 0.165 | -1.5878 | 0.29552 | 0.025834 | 3.3898e-06 | 9.153e-05% | 0.505% | 4.6221e-09 |  |  | 0.165 | -1.5878 | 0.29552 | 0.025834 | 4.1066e-06 | 0.0002218% | 0.505% | 1.1199e-08
[5 empty] | 0.17 | -1.571 | 0.30125 | 0.02685 | 2.5066e-06 | 3.384e-05% | 0.5048% | 1.7082e-09 |  |  |  | 0.17 | -1.571 | 0.30125 | 0.02685 | 3.5232e-06 | 9.513e-05% | 0.5048% | 4.802e-09 |  |  | 0.17 | -1.571 | 0.30125 | 0.02685 | 4.2682e-06 | 0.0002305% | 0.5048% | 1.1635e-08
[5 empty] | 0.175 | -1.5546 | 0.30688 | 0.027886 | 2.6034e-06 | 3.515e-05% | 0.5046% | 1.7735e-09 |  |  |  | 0.175 | -1.5546 | 0.30688 | 0.027886 | 3.6592e-06 | 9.88e-05% | 0.5046% | 4.9855e-09 |  |  | 0.175 | -1.5546 | 0.30688 | 0.027886 | 4.4329e-06 | 0.0002394% | 0.5046% | 1.2079e-08
[5 empty] | 0.18 | -1.5385 | 0.31238 | 0.028943 | 2.702e-06 | 3.648e-05% | 0.5044% | 1.84e-09 |  |  |  | 0.18 | -1.5385 | 0.31238 | 0.028943 | 3.7978e-06 | 0.0001025% | 0.5044% | 5.1726e-09 |  |  | 0.18 | -1.5385 | 0.31238 | 0.028943 | 4.6008e-06 | 0.0002484% | 0.5044% | 1.2533e-08
[5 empty] | 0.185 | -1.5226 | 0.31777 | 0.03002 | 2.8025e-06 | 3.783e-05% | 0.5043% | 1.9079e-09 |  |  |  | 0.185 | -1.5226 | 0.31777 | 0.03002 | 3.9391e-06 | 0.0001064% | 0.5043% | 5.3633e-09 |  |  | 0.185 | -1.5226 | 0.31777 | 0.03002 | 4.772e-06 | 0.0002577% | 0.5043% | 1.2995e-08
[5 empty] | 0.19 | -1.507 | 0.32305 | 0.031118 | 2.9051e-06 | 3.922e-05% | 0.5041% | 1.9771e-09 |  |  |  | 0.19 | -1.507 | 0.32305 | 0.031118 | 4.0832e-06 | 0.0001102% | 0.5041% | 5.5577e-09 |  |  | 0.19 | -1.507 | 0.32305 | 0.031118 | 4.9466e-06 | 0.0002671% | 0.5041% | 1.3466e-08
[5 empty] | 0.195 | -1.4916 | 0.32822 | 0.032238 | 3.0096e-06 | 4.063e-05% | 0.504% | 2.0476e-09 |  |  |  | 0.195 | -1.4916 | 0.32822 | 0.032238 | 4.2302e-06 | 0.0001142% | 0.504% | 5.756e-09 |  |  | 0.195 | -1.4916 | 0.32822 | 0.032238 | 5.1246e-06 | 0.0002767% | 0.504% | 1.3946e-08
[5 empty] | 0.2 | -1.4765 | 0.33329 | 0.03338 | 3.1162e-06 | 4.207e-05% | 0.5038% | 2.1195e-09 |  |  |  | 0.2 | -1.4765 | 0.33329 | 0.03338 | 4.38e-06 | 0.0001183% | 0.5038% | 5.9582e-09 |  |  | 0.2 | -1.4765 | 0.33329 | 0.03338 | 5.3062e-06 | 0.0002865% | 0.5038% | 1.4436e-08
[5 empty] | 0.205 | -1.4616 | 0.33824 | 0.034544 | 3.2249e-06 | 4.354e-05% | 0.5037% | 2.1929e-09 |  |  |  | 0.205 | -1.4616 | 0.33824 | 0.034544 | 4.5328e-06 | 0.0001224% | 0.5037% | 6.1644e-09 |  |  | 0.205 | -1.4616 | 0.33824 | 0.034544 | 5.4913e-06 | 0.0002965% | 0.5037% | 1.4936e-08
[5 empty] | 0.21 | -1.4469 | 0.3431 | 0.035732 | 3.3358e-06 | 4.503e-05% | 0.5036% | 2.2677e-09 |  |  |  | 0.21 | -1.4469 | 0.3431 | 0.035732 | 4.6886e-06 | 0.0001266% | 0.5036% | 6.3746e-09 |  |  | 0.21 | -1.4469 | 0.3431 | 0.035732 | 5.68e-06 | 0.0003067% | 0.5036% | 1.5445e-08
[5 empty] | 0.215 | -1.4325 | 0.34785 | 0.036943 | 3.4488e-06 | 4.656e-05% | 0.5034% | 2.3439e-09 |  |  |  | 0.215 | -1.4325 | 0.34785 | 0.036943 | 4.8475e-06 | 0.0001309% | 0.5034% | 6.589e-09 |  |  | 0.215 | -1.4325 | 0.34785 | 0.036943 | 5.8725e-06 | 0.0003171% | 0.5034% | 1.5964e-08
[5 empty] | 0.22 | -1.4182 | 0.35249 | 0.038177 | 3.5641e-06 | 4.812e-05% | 0.5033% | 2.4217e-09 |  |  |  | 0.22 | -1.4182 | 0.35249 | 0.038177 | 5.0095e-06 | 0.0001353% | 0.5033% | 6.8076e-09 |  |  | 0.22 | -1.4182 | 0.35249 | 0.038177 | 6.0688e-06 | 0.0003277% | 0.5033% | 1.6494e-08
[5 empty] | 0.225 | -1.4041 | 0.35704 | 0.039437 | 3.6816e-06 | 4.97e-05% | 0.5032% | 2.501e-09 |  |  |  | 0.225 | -1.4041 | 0.35704 | 0.039437 | 5.1747e-06 | 0.0001397% | 0.5032% | 7.0306e-09 |  |  | 0.225 | -1.4041 | 0.35704 | 0.039437 | 6.2689e-06 | 0.0003385% | 0.5032% | 1.7034e-08
[5 empty] | 0.23 | -1.3902 | 0.36149 | 0.040721 | 3.8015e-06 | 5.132e-05% | 0.5031% | 2.5819e-09 |  |  |  | 0.23 | -1.3902 | 0.36149 | 0.040721 | 5.3432e-06 | 0.0001443% | 0.5031% | 7.2579e-09 |  |  | 0.23 | -1.3902 | 0.36149 | 0.040721 | 6.4731e-06 | 0.0003495% | 0.5031% | 1.7585e-08
[5 empty] | 0.235 | -1.3764 | 0.36583 | 0.042031 | 3.9238e-06 | 5.297e-05% | 0.503% | 2.6644e-09 |  |  |  | 0.235 | -1.3764 | 0.36583 | 0.042031 | 5.5151e-06 | 0.0001489% | 0.503% | 7.4898e-09 |  |  | 0.235 | -1.3764 | 0.36583 | 0.042031 | 6.6813e-06 | 0.0003608% | 0.503% | 1.8147e-08
[5 empty] | 0.24 | -1.3628 | 0.37009 | 0.043367 | 4.0485e-06 | 5.465e-05% | 0.5029% | 2.7485e-09 |  |  |  | 0.24 | -1.3628 | 0.37009 | 0.043367 | 5.6904e-06 | 0.0001536% | 0.5029% | 7.7263e-09 |  |  | 0.24 | -1.3628 | 0.37009 | 0.043367 | 6.8936e-06 | 0.0003723% | 0.5029% | 1.872e-08
[5 empty] | 0.245 | -1.3494 | 0.37424 | 0.044729 | 4.1757e-06 | 5.637e-05% | 0.5028% | 2.8343e-09 |  |  |  | 0.245 | -1.3494 | 0.37424 | 0.044729 | 5.8692e-06 | 0.0001585% | 0.5028% | 7.9675e-09 |  |  | 0.245 | -1.3494 | 0.37424 | 0.044729 | 7.1102e-06 | 0.000384% | 0.5028% | 1.9305e-08
[5 empty] | 0.25 | -1.3361 | 0.37831 | 0.046119 | 4.3054e-06 | 5.812e-05% | 0.5027% | 2.9218e-09 |  |  |  | 0.25 | -1.3361 | 0.37831 | 0.046119 | 6.0515e-06 | 0.0001634% | 0.5027% | 8.2135e-09 |  |  | 0.25 | -1.3361 | 0.37831 | 0.046119 | 7.3311e-06 | 0.0003959% | 0.5027% | 1.9901e-08
[5 empty] | 0.255 | -1.323 | 0.38227 | 0.047536 | 4.4378e-06 | 5.991e-05% | 0.5026% | 3.0111e-09 |  |  |  | 0.255 | -1.323 | 0.38227 | 0.047536 | 6.2375e-06 | 0.0001684% | 0.5026% | 8.4645e-09 |  |  | 0.255 | -1.323 | 0.38227 | 0.047536 | 7.5565e-06 | 0.000408% | 0.5026% | 2.0509e-08
[5 empty] | 0.26 | -1.31 | 0.38615 | 0.048982 | 4.5728e-06 | 6.173e-05% | 0.5025% | 3.1022e-09 |  |  |  | 0.26 | -1.31 | 0.38615 | 0.048982 | 6.4273e-06 | 0.0001735% | 0.5025% | 8.7204e-09 |  |  | 0.26 | -1.31 | 0.38615 | 0.048982 | 7.7863e-06 | 0.0004205% | 0.5025% | 2.1129e-08
[5 empty] | 0.265 | -1.2971 | 0.38993 | 0.050457 | 4.7105e-06 | 6.359e-05% | 0.5024% | 3.195e-09 |  |  |  | 0.265 | -1.2971 | 0.38993 | 0.050457 | 6.6208e-06 | 0.0001788% | 0.5024% | 8.9815e-09 |  |  | 0.265 | -1.2971 | 0.38993 | 0.050457 | 8.0208e-06 | 0.0004331% | 0.5024% | 2.1761e-08
[5 empty] | 0.27 | -1.2843 | 0.39363 | 0.051962 | 4.851e-06 | 6.549e-05% | 0.5024% | 3.2898e-09 |  |  |  | 0.27 | -1.2843 | 0.39363 | 0.051962 | 6.8182e-06 | 0.0001841% | 0.5024% | 9.2479e-09 |  |  | 0.27 | -1.2843 | 0.39363 | 0.051962 | 8.26e-06 | 0.000446% | 0.5024% | 2.2407e-08
[5 empty] | 0.275 | -1.2717 | 0.39723 | 0.053497 | 4.9943e-06 | 6.742e-05% | 0.5023% | 3.3864e-09 |  |  |  | 0.275 | -1.2717 | 0.39723 | 0.053497 | 7.0197e-06 | 0.0001895% | 0.5023% | 9.5196e-09 |  |  | 0.275 | -1.2717 | 0.39723 | 0.053497 | 8.504e-06 | 0.0004592% | 0.5023% | 2.3065e-08
[5 empty] | 0.28 | -1.2591 | 0.40074 | 0.055063 | 5.1405e-06 | 6.94e-05% | 0.5022% | 3.4851e-09 |  |  |  | 0.28 | -1.2591 | 0.40074 | 0.055063 | 7.2252e-06 | 0.0001951% | 0.5022% | 9.7968e-09 |  |  | 0.28 | -1.2591 | 0.40074 | 0.055063 | 8.753e-06 | 0.0004727% | 0.5022% | 2.3737e-08
[5 empty] | 0.285 | -1.2467 | 0.40417 | 0.056661 | 5.2896e-06 | 7.141e-05% | 0.5021% | 3.5857e-09 |  |  |  | 0.285 | -1.2467 | 0.40417 | 0.056661 | 7.4349e-06 | 0.0002007% | 0.5021% | 1.008e-08 |  |  | 0.285 | -1.2467 | 0.40417 | 0.056661 | 9.007e-06 | 0.0004864% | 0.5021% | 2.4422e-08
[5 empty] | 0.29 | -1.2344 | 0.4075 | 0.058292 | 5.4419e-06 | 7.346e-05% | 0.502% | 3.6883e-09 |  |  |  | 0.29 | -1.2344 | 0.4075 | 0.058292 | 7.6488e-06 | 0.0002065% | 0.502% | 1.0368e-08 |  |  | 0.29 | -1.2344 | 0.4075 | 0.058292 | 9.2661e-06 | 0.0005004% | 0.502% | 2.5121e-08
[5 empty] | 0.295 | -1.2222 | 0.41076 | 0.059955 | 5.5972e-06 | 7.556e-05% | 0.502% | 3.793e-09 |  |  |  | 0.295 | -1.2222 | 0.41076 | 0.059955 | 7.8671e-06 | 0.0002124% | 0.502% | 1.0663e-08 |  |  | 0.295 | -1.2222 | 0.41076 | 0.059955 | 9.5306e-06 | 0.0005147% | 0.502% | 2.5834e-08
[5 empty] | 0.3 | -1.21 | 0.41392 | 0.061653 | 5.7556e-06 | 7.77e-05% | 0.5019% | 3.8999e-09 |  |  |  | 0.3 | -1.21 | 0.41392 | 0.061653 | 8.0898e-06 | 0.0002184% | 0.5019% | 1.0963e-08 |  |  | 0.3 | -1.21 | 0.41392 | 0.061653 | 9.8004e-06 | 0.0005292% | 0.5019% | 2.6562e-08
[5 empty] | 0.305 | -1.198 | 0.417 | 0.063385 | 5.9174e-06 | 7.988e-05% | 0.5018% | 4.009e-09 |  |  |  | 0.305 | -1.198 | 0.417 | 0.063385 | 8.3171e-06 | 0.0002246% | 0.5018% | 1.127e-08 |  |  | 0.305 | -1.198 | 0.417 | 0.063385 | 1.0076e-05 | 0.0005441% | 0.5018% | 2.7305e-08
[5 empty] | 0.31 | -1.1861 | 0.41999 | 0.065153 | 6.0824e-06 | 8.211e-05% | 0.5018% | 4.1203e-09 |  |  |  | 0.31 | -1.1861 | 0.41999 | 0.065153 | 8.5491e-06 | 0.0002308% | 0.5018% | 1.1582e-08 |  |  | 0.31 | -1.1861 | 0.41999 | 0.065153 | 1.0357e-05 | 0.0005593% | 0.5018% | 2.8063e-08
[5 empty] | 0.315 | -1.1742 | 0.4229 | 0.066957 | 6.2509e-06 | 8.439e-05% | 0.5017% | 4.2338e-09 |  |  |  | 0.315 | -1.1742 | 0.4229 | 0.066957 | 8.7859e-06 | 0.0002372% | 0.5017% | 1.1902e-08 |  |  | 0.315 | -1.1742 | 0.4229 | 0.066957 | 1.0644e-05 | 0.0005748% | 0.5017% | 2.8837e-08
[5 empty] | 0.32 | -1.1624 | 0.42573 | 0.068799 | 6.4228e-06 | 8.671e-05% | 0.5017% | 4.3498e-09 |  |  |  | 0.32 | -1.1624 | 0.42573 | 0.068799 | 9.0275e-06 | 0.0002437% | 0.5017% | 1.2228e-08 |  |  | 0.32 | -1.1624 | 0.42573 | 0.068799 | 1.0936e-05 | 0.0005906% | 0.5017% | 2.9626e-08
[5 empty] | 0.325 | -1.1507 | 0.42847 | 0.070679 | 6.5983e-06 | 8.908e-05% | 0.5016% | 4.4681e-09 |  |  |  | 0.325 | -1.1507 | 0.42847 | 0.070679 | 9.2742e-06 | 0.0002504% | 0.5016% | 1.256e-08 |  |  | 0.325 | -1.1507 | 0.42847 | 0.070679 | 1.1235e-05 | 0.0006067% | 0.5016% | 3.0432e-08
[5 empty] | 0.33 | -1.1391 | 0.43113 | 0.072598 | 6.7774e-06 | 9.149e-05% | 0.5015% | 4.5888e-09 |  |  |  | 0.33 | -1.1391 | 0.43113 | 0.072598 | 9.526e-06 | 0.0002572% | 0.5015% | 1.29e-08 |  |  | 0.33 | -1.1391 | 0.43113 | 0.072598 | 1.154e-05 | 0.0006232% | 0.5015% | 3.1255e-08
[5 empty] | 0.335 | -1.1275 | 0.43371 | 0.074556 | 6.9603e-06 | 9.396e-05% | 0.5015% | 4.7121e-09 |  |  |  | 0.335 | -1.1275 | 0.43371 | 0.074556 | 9.783e-06 | 0.0002641% | 0.5015% | 1.3246e-08 |  |  | 0.335 | -1.1275 | 0.43371 | 0.074556 | 1.1852e-05 | 0.00064% | 0.5015% | 3.2094e-08
[5 empty] | 0.34 | -1.116 | 0.4362 | 0.076556 | 7.147e-06 | 9.648e-05% | 0.5014% | 4.838e-09 |  |  |  | 0.34 | -1.116 | 0.4362 | 0.076556 | 1.0045e-05 | 0.0002712% | 0.5014% | 1.36e-08 |  |  | 0.34 | -1.116 | 0.4362 | 0.076556 | 1.217e-05 | 0.0006572% | 0.5014% | 3.2951e-08
[5 empty] | 0.345 | -1.1046 | 0.43862 | 0.078598 | 7.3376e-06 | 9.906e-05% | 0.5014% | 4.9665e-09 |  |  |  | 0.345 | -1.1046 | 0.43862 | 0.078598 | 1.0313e-05 | 0.0002785% | 0.5014% | 1.3961e-08 |  |  | 0.345 | -1.1046 | 0.43862 | 0.078598 | 1.2494e-05 | 0.0006747% | 0.5014% | 3.3827e-08
[5 empty] | 0.35 | -1.0932 | 0.44095 | 0.080683 | 7.5322e-06 | 0.0001017% | 0.5013% | 5.0976e-09 |  |  |  | 0.35 | -1.0932 | 0.44095 | 0.080683 | 1.0587e-05 | 0.0002858% | 0.5013% | 1.433e-08 |  |  | 0.35 | -1.0932 | 0.44095 | 0.080683 | 1.2825e-05 | 0.0006926% | 0.5013% | 3.472e-08
[5 empty] | 0.355 | -1.0819 | 0.4432 | 0.082811 | 7.7309e-06 | 0.0001044% | 0.5013% | 5.2316e-09 |  |  |  | 0.355 | -1.0819 | 0.4432 | 0.082811 | 1.0866e-05 | 0.0002934% | 0.5013% | 1.4707e-08 |  |  | 0.355 | -1.0819 | 0.4432 | 0.082811 | 1.3164e-05 | 0.0007108% | 0.5013% | 3.5632e-08
[5 empty] | 0.36 | -1.0707 | 0.44538 | 0.084985 | 7.9339e-06 | 0.0001071% | 0.5012% | 5.3684e-09 |  |  |  | 0.36 | -1.0707 | 0.44538 | 0.084985 | 1.1151e-05 | 0.0003011% | 0.5012% | 1.5091e-08 |  |  | 0.36 | -1.0707 | 0.44538 | 0.084985 | 1.3509e-05 | 0.0007295% | 0.5012% | 3.6564e-08
[5 empty] | 0.365 | -1.0595 | 0.44747 | 0.087205 | 8.1411e-06 | 0.0001099% | 0.5012% | 5.5081e-09 |  |  |  | 0.365 | -1.0595 | 0.44747 | 0.087205 | 1.1443e-05 | 0.000309% | 0.5012% | 1.5484e-08 |  |  | 0.365 | -1.0595 | 0.44747 | 0.087205 | 1.3862e-05 | 0.0007486% | 0.5012% | 3.7515e-08
[5 empty] | 0.37 | -1.0483 | 0.44949 | 0.089473 | 8.3528e-06 | 0.0001128% | 0.5011% | 5.6507e-09 |  |  |  | 0.37 | -1.0483 | 0.44949 | 0.089473 | 1.174e-05 | 0.000317% | 0.5011% | 1.5885e-08 |  |  | 0.37 | -1.0483 | 0.44949 | 0.089473 | 1.4223e-05 | 0.000768% | 0.5011% | 3.8487e-08
[5 empty] | 0.375 | -1.0372 | 0.45142 | 0.091789 | 8.5691e-06 | 0.0001157% | 0.5011% | 5.7965e-09 |  |  |  | 0.375 | -1.0372 | 0.45142 | 0.091789 | 1.2044e-05 | 0.0003252% | 0.5011% | 1.6294e-08 |  |  | 0.375 | -1.0372 | 0.45142 | 0.091789 | 1.4591e-05 | 0.0007879% | 0.5011% | 3.948e-08
[5 empty] | 0.38 | -1.0262 | 0.45328 | 0.094155 | 8.7899e-06 | 0.0001187% | 0.501% | 5.9453e-09 |  |  |  | 0.38 | -1.0262 | 0.45328 | 0.094155 | 1.2355e-05 | 0.0003336% | 0.501% | 1.6713e-08 |  |  | 0.38 | -1.0262 | 0.45328 | 0.094155 | 1.4967e-05 | 0.0008082% | 0.501% | 4.0494e-08
[5 empty] | 0.385 | -1.0151 | 0.45506 | 0.096573 | 9.0156e-06 | 0.0001217% | 0.501% | 6.0974e-09 |  |  |  | 0.385 | -1.0151 | 0.45506 | 0.096573 | 1.2672e-05 | 0.0003421% | 0.501% | 1.714e-08 |  |  | 0.385 | -1.0151 | 0.45506 | 0.096573 | 1.5351e-05 | 0.000829% | 0.501% | 4.1529e-08
[5 empty] | 0.39 | -1.0042 | 0.45676 | 0.099042 | 9.2462e-06 | 0.0001248% | 0.5009% | 6.2527e-09 |  |  |  | 0.39 | -1.0042 | 0.45676 | 0.099042 | 1.2996e-05 | 0.0003509% | 0.5009% | 1.7577e-08 |  |  | 0.39 | -1.0042 | 0.45676 | 0.099042 | 1.5744e-05 | 0.0008502% | 0.5009% | 4.2587e-08
[5 empty] | 0.395 | -0.99325 | 0.45839 | 0.10157 | 9.4818e-06 | 0.000128% | 0.5009% | 6.4115e-09 |  |  |  | 0.395 | -0.99325 | 0.45839 | 0.10157 | 1.3327e-05 | 0.0003598% | 0.5009% | 1.8023e-08 |  |  | 0.395 | -0.99325 | 0.45839 | 0.10157 | 1.6145e-05 | 0.0008718% | 0.5009% | 4.3668e-08
[5 empty] | 0.4 | -0.98236 | 0.45993 | 0.10414 | 9.7225e-06 | 0.0001313% | 0.5008% | 6.5737e-09 |  |  |  | 0.4 | -0.98236 | 0.45993 | 0.10414 | 1.3665e-05 | 0.000369% | 0.5008% | 1.8479e-08 |  |  | 0.4 | -0.98236 | 0.45993 | 0.10414 | 1.6555e-05 | 0.000894% | 0.5008% | 4.4773e-08
[5 empty] | 0.405 | -0.97151 | 0.4614 | 0.10678 | 9.9685e-06 | 0.0001346% | 0.5008% | 6.7394e-09 |  |  |  | 0.405 | -0.97151 | 0.4614 | 0.10678 | 1.4011e-05 | 0.0003783% | 0.5008% | 1.8945e-08 |  |  | 0.405 | -0.97151 | 0.4614 | 0.10678 | 1.6974e-05 | 0.0009166% | 0.5008% | 4.5902e-08
[5 empty] | 0.41 | -0.96069 | 0.46279 | 0.10947 | 1.022e-05 | 0.000138% | 0.5007% | 6.9088e-09 |  |  |  | 0.41 | -0.96069 | 0.46279 | 0.10947 | 1.4365e-05 | 0.0003878% | 0.5007% | 1.9421e-08 |  |  | 0.41 | -0.96069 | 0.46279 | 0.10947 | 1.7402e-05 | 0.0009397% | 0.5007% | 4.7056e-08
[5 empty] | 0.415 | -0.9499 | 0.46411 | 0.11223 | 1.0477e-05 | 0.0001414% | 0.5007% | 7.082e-09 |  |  |  | 0.415 | -0.9499 | 0.46411 | 0.11223 | 1.4726e-05 | 0.0003976% | 0.5007% | 1.9908e-08 |  |  | 0.415 | -0.9499 | 0.46411 | 0.11223 | 1.784e-05 | 0.0009634% | 0.5007% | 4.8235e-08
[5 empty] | 0.42 | -0.93914 | 0.46535 | 0.11504 | 1.074e-05 | 0.000145% | 0.5007% | 7.259e-09 |  |  |  | 0.42 | -0.93914 | 0.46535 | 0.11504 | 1.5095e-05 | 0.0004076% | 0.5007% | 2.0406e-08 |  |  | 0.42 | -0.93914 | 0.46535 | 0.11504 | 1.8287e-05 | 0.0009875% | 0.5007% | 4.9441e-08
[5 empty] | 0.425 | -0.92841 | 0.46651 | 0.11792 | 1.1009e-05 | 0.0001486% | 0.5006% | 7.44e-09 |  |  |  | 0.425 | -0.92841 | 0.46651 | 0.11792 | 1.5473e-05 | 0.0004178% | 0.5006% | 2.0914e-08 |  |  | 0.425 | -0.92841 | 0.46651 | 0.11792 | 1.8745e-05 | 0.001012% | 0.5006% | 5.0673e-08
[5 empty] | 0.43 | -0.91771 | 0.4676 | 0.12086 | 1.1283e-05 | 0.0001523% | 0.5006% | 7.625e-09 |  |  |  | 0.43 | -0.91771 | 0.4676 | 0.12086 | 1.5859e-05 | 0.0004282% | 0.5006% | 2.1435e-08 |  |  | 0.43 | -0.91771 | 0.4676 | 0.12086 | 1.9213e-05 | 0.001037% | 0.5006% | 5.1934e-08
[5 empty] | 0.435 | -0.90702 | 0.46861 | 0.12387 | 1.1564e-05 | 0.0001561% | 0.5005% | 7.8142e-09 |  |  |  | 0.435 | -0.90702 | 0.46861 | 0.12387 | 1.6254e-05 | 0.0004389% | 0.5005% | 2.1966e-08 |  |  | 0.435 | -0.90702 | 0.46861 | 0.12387 | 1.9691e-05 | 0.001063% | 0.5005% | 5.3222e-08
[5 empty] | 0.44 | -0.89637 | 0.46955 | 0.12695 | 1.1852e-05 | 0.00016% | 0.5005% | 8.0077e-09 |  |  |  | 0.44 | -0.89637 | 0.46955 | 0.12695 | 1.6658e-05 | 0.0004498% | 0.5005% | 2.251e-08 |  |  | 0.44 | -0.89637 | 0.46955 | 0.12695 | 2.018e-05 | 0.00109% | 0.5005% | 5.454e-08
[5 empty] | 0.445 | -0.88573 | 0.47041 | 0.1301 | 1.2145e-05 | 0.000164% | 0.5005% | 8.2056e-09 |  |  |  | 0.445 | -0.88573 | 0.47041 | 0.1301 | 1.7071e-05 | 0.0004609% | 0.5005% | 2.3067e-08 |  |  | 0.445 | -0.88573 | 0.47041 | 0.1301 | 2.0681e-05 | 0.001117% | 0.5005% | 5.5888e-08
[5 empty] | 0.45 | -0.87511 | 0.4712 | 0.13332 | 1.2446e-05 | 0.000168% | 0.5004% | 8.408e-09 |  |  |  | 0.45 | -0.87511 | 0.4712 | 0.13332 | 1.7494e-05 | 0.0004723% | 0.5004% | 2.3636e-08 |  |  | 0.45 | -0.87511 | 0.4712 | 0.13332 | 2.1193e-05 | 0.001144% | 0.5004% | 5.7267e-08
[5 empty] | 0.455 | -0.8645 | 0.47191 | 0.13661 | 1.2754e-05 | 0.0001722% | 0.5004% | 8.6151e-09 |  |  |  | 0.455 | -0.8645 | 0.47191 | 0.13661 | 1.7926e-05 | 0.000484% | 0.5004% | 2.4218e-08 |  |  | 0.455 | -0.8645 | 0.47191 | 0.13661 | 2.1716e-05 | 0.001173% | 0.5004% | 5.8678e-08
[5 empty] | 0.46 | -0.85392 | 0.47254 | 0.13999 | 1.3068e-05 | 0.0001764% | 0.5003% | 8.827e-09 |  |  |  | 0.46 | -0.85392 | 0.47254 | 0.13999 | 1.8368e-05 | 0.0004959% | 0.5003% | 2.4814e-08 |  |  | 0.46 | -0.85392 | 0.47254 | 0.13999 | 2.2252e-05 | 0.001202% | 0.5003% | 6.0121e-08
[5 empty] | 0.465 | -0.84334 | 0.4731 | 0.14344 | 1.3391e-05 | 0.0001808% | 0.5003% | 9.0439e-09 |  |  |  | 0.465 | -0.84334 | 0.4731 | 0.14344 | 1.8821e-05 | 0.0005082% | 0.5003% | 2.5423e-08 |  |  | 0.465 | -0.84334 | 0.4731 | 0.14344 | 2.2801e-05 | 0.001231% | 0.5003% | 6.1598e-08
[5 empty] | 0.47 | -0.83278 | 0.47359 | 0.14697 | 1.372e-05 | 0.0001852% | 0.5002% | 9.2658e-09 |  |  |  | 0.47 | -0.83278 | 0.47359 | 0.14697 | 1.9285e-05 | 0.0005207% | 0.5002% | 2.6047e-08 |  |  | 0.47 | -0.83278 | 0.47359 | 0.14697 | 2.3362e-05 | 0.001262% | 0.5002% | 6.3109e-08
[5 empty] | 0.475 | -0.82222 | 0.474 | 0.15058 | 1.4058e-05 | 0.0001898% | 0.5002% | 9.493e-09 |  |  |  | 0.475 | -0.82222 | 0.474 | 0.15058 | 1.9759e-05 | 0.0005335% | 0.5002% | 2.6686e-08 |  |  | 0.475 | -0.82222 | 0.474 | 0.15058 | 2.3937e-05 | 0.001293% | 0.5002% | 6.4656e-08
[5 empty] | 0.48 | -0.81168 | 0.47433 | 0.15428 | 1.4403e-05 | 0.0001944% | 0.5002% | 9.7255e-09 |  |  |  | 0.48 | -0.81168 | 0.47433 | 0.15428 | 2.0244e-05 | 0.0005466% | 0.5002% | 2.7339e-08 |  |  | 0.48 | -0.81168 | 0.47433 | 0.15428 | 2.4525e-05 | 0.001324% | 0.5002% | 6.624e-08
[5 empty] | 0.485 | -0.80114 | 0.4746 | 0.15807 | 1.4757e-05 | 0.0001992% | 0.5001% | 9.9636e-09 |  |  |  | 0.485 | -0.80114 | 0.4746 | 0.15807 | 2.0742e-05 | 0.00056% | 0.5001% | 2.8009e-08 |  |  | 0.485 | -0.80114 | 0.4746 | 0.15807 | 2.5128e-05 | 0.001357% | 0.5001% | 6.7862e-08
[5 empty] | 0.49 | -0.79061 | 0.47478 | 0.16195 | 1.5119e-05 | 0.0002041% | 0.5001% | 1.0207e-08 |  |  |  | 0.49 | -0.79061 | 0.47478 | 0.16195 | 2.1251e-05 | 0.0005738% | 0.5001% | 2.8694e-08 |  |  | 0.49 | -0.79061 | 0.47478 | 0.16195 | 2.5744e-05 | 0.00139% | 0.5001% | 6.9522e-08
[5 empty] | 0.495 | -0.78008 | 0.47489 | 0.16593 | 1.549e-05 | 0.0002091% | 0.5001% | 1.0457e-08 |  |  |  | 0.495 | -0.78008 | 0.47489 | 0.16593 | 2.1772e-05 | 0.0005879% | 0.5001% | 2.9396e-08 |  |  | 0.495 | -0.78008 | 0.47489 | 0.16593 | 2.6376e-05 | 0.001424% | 0.5001% | 7.1223e-08
[5 empty] | 0.5 | -0.76955 | 0.47493 | 0.17 | 1.587e-05 | 0.0002143% | 0.5% | 1.0713e-08 |  |  |  | 0.5 | -0.76955 | 0.47493 | 0.17 | 2.2307e-05 | 0.0006023% | 0.5% | 3.0115e-08 |  |  | 0.5 | -0.76955 | 0.47493 | 0.17 | 2.7024e-05 | 0.001459% | 0.5% | 7.2965e-08
[5 empty] | 0.505 | -0.75902 | 0.47489 | 0.17417 | 1.626e-05 | 0.0002195% | 0.5% | 1.0975e-08 |  |  |  | 0.505 | -0.75902 | 0.47489 | 0.17417 | 2.2854e-05 | 0.0006171% | 0.5% | 3.0851e-08 |  |  | 0.505 | -0.75902 | 0.47489 | 0.17417 | 2.7687e-05 | 0.001495% | 0.5% | 7.4749e-08
[5 empty] | 0.51 | -0.74849 | 0.47478 | 0.17845 | 1.6659e-05 | 0.0002249% | 0.4999% | 1.1243e-08 |  |  |  | 0.51 | -0.74849 | 0.47478 | 0.17845 | 2.3415e-05 | 0.0006322% | 0.4999% | 3.1606e-08 |  |  | 0.51 | -0.74849 | 0.47478 | 0.17845 | 2.8366e-05 | 0.001532% | 0.4999% | 7.6578e-08
[5 empty] | 0.515 | -0.73796 | 0.4746 | 0.18283 | 1.7068e-05 | 0.0002304% | 0.4999% | 1.1518e-08 |  |  |  | 0.515 | -0.73796 | 0.4746 | 0.18283 | 2.399e-05 | 0.0006477% | 0.4999% | 3.2379e-08 |  |  | 0.515 | -0.73796 | 0.4746 | 0.18283 | 2.9063e-05 | 0.001569% | 0.4999% | 7.8452e-08
[5 empty] | 0.52 | -0.72742 | 0.47433 | 0.18732 | 1.7487e-05 | 0.0002361% | 0.4999% | 1.18e-08 |  |  |  | 0.52 | -0.72742 | 0.47433 | 0.18732 | 2.4579e-05 | 0.0006636% | 0.4999% | 3.3172e-08 |  |  | 0.52 | -0.72742 | 0.47433 | 0.18732 | 2.9776e-05 | 0.001608% | 0.4999% | 8.0372e-08
[5 empty] | 0.525 | -0.71688 | 0.474 | 0.19192 | 1.7917e-05 | 0.0002419% | 0.4998% | 1.2089e-08 |  |  |  | 0.525 | -0.71688 | 0.474 | 0.19192 | 2.5183e-05 | 0.0006799% | 0.4998% | 3.3985e-08 |  |  | 0.525 | -0.71688 | 0.474 | 0.19192 | 3.0508e-05 | 0.001647% | 0.4998% | 8.2341e-08
[5 empty] | 0.53 | -0.70632 | 0.47359 | 0.19664 | 1.8358e-05 | 0.0002478% | 0.4998% | 1.2386e-08 |  |  |  | 0.53 | -0.70632 | 0.47359 | 0.19664 | 2.5803e-05 | 0.0006967% | 0.4998% | 3.4818e-08 |  |  | 0.53 | -0.70632 | 0.47359 | 0.19664 | 3.1259e-05 | 0.001688% | 0.4998% | 8.436e-08
[5 empty] | 0.535 | -0.69576 | 0.4731 | 0.20148 | 1.881e-05 | 0.0002539% | 0.4997% | 1.269e-08 |  |  |  | 0.535 | -0.69576 | 0.4731 | 0.20148 | 2.6438e-05 | 0.0007138% | 0.4997% | 3.5672e-08 |  |  | 0.535 | -0.69576 | 0.4731 | 0.20148 | 3.2028e-05 | 0.00173% | 0.4997% | 8.643e-08
[5 empty] | 0.54 | -0.68519 | 0.47254 | 0.20645 | 1.9273e-05 | 0.0002602% | 0.4997% | 1.3002e-08 |  |  |  | 0.54 | -0.68519 | 0.47254 | 0.20645 | 2.7089e-05 | 0.0007314% | 0.4997% | 3.6548e-08 |  |  | 0.54 | -0.68519 | 0.47254 | 0.20645 | 3.2818e-05 | 0.001772% | 0.4997% | 8.8553e-08
[5 empty] | 0.545 | -0.6746 | 0.47191 | 0.21154 | 1.9749e-05 | 0.0002666% | 0.4997% | 1.3321e-08 |  |  |  | 0.545 | -0.6746 | 0.47191 | 0.21154 | 2.7758e-05 | 0.0007495% | 0.4997% | 3.7447e-08 |  |  | 0.545 | -0.6746 | 0.47191 | 0.21154 | 3.3627e-05 | 0.001816% | 0.4997% | 9.0731e-08
[5 empty] | 0.55 | -0.664 | 0.4712 | 0.21677 | 2.0237e-05 | 0.0002732% | 0.4996% | 1.3649e-08 |  |  |  | 0.55 | -0.664 | 0.4712 | 0.21677 | 2.8444e-05 | 0.000768% | 0.4996% | 3.837e-08 |  |  | 0.55 | -0.664 | 0.4712 | 0.21677 | 3.4459e-05 | 0.001861% | 0.4996% | 9.2966e-08
[5 empty] | 0.555 | -0.65338 | 0.47041 | 0.22214 | 2.0738e-05 | 0.00028% | 0.4996% | 1.3986e-08 |  |  |  | 0.555 | -0.65338 | 0.47041 | 0.22214 | 2.9148e-05 | 0.000787% | 0.4996% | 3.9317e-08 |  |  | 0.555 | -0.65338 | 0.47041 | 0.22214 | 3.5312e-05 | 0.001907% | 0.4996% | 9.526e-08
[5 empty] | 0.56 | -0.64274 | 0.46955 | 0.22765 | 2.1252e-05 | 0.0002869% | 0.4995% | 1.4332e-08 |  |  |  | 0.56 | -0.64274 | 0.46955 | 0.22765 | 2.9871e-05 | 0.0008065% | 0.4995% | 4.0288e-08 |  |  | 0.56 | -0.64274 | 0.46955 | 0.22765 | 3.6187e-05 | 0.001954% | 0.4995% | 9.7614e-08
[5 empty] | 0.565 | -0.63208 | 0.46861 | 0.2333 | 2.178e-05 | 0.000294% | 0.4995% | 1.4687e-08 |  |  |  | 0.565 | -0.63208 | 0.46861 | 0.2333 | 3.0613e-05 | 0.0008266% | 0.4995% | 4.1286e-08 |  |  | 0.565 | -0.63208 | 0.46861 | 0.2333 | 3.7086e-05 | 0.002003% | 0.4995% | 1.0003e-07
[5 empty] | 0.57 | -0.6214 | 0.4676 | 0.23911 | 2.2323e-05 | 0.0003014% | 0.4995% | 1.5051e-08 |  |  |  | 0.57 | -0.6214 | 0.4676 | 0.23911 | 3.1375e-05 | 0.0008471% | 0.4995% | 4.231e-08 |  |  | 0.57 | -0.6214 | 0.4676 | 0.23911 | 3.801e-05 | 0.002053% | 0.4995% | 1.0251e-07
[5 empty] | 0.575 | -0.61069 | 0.46651 | 0.24508 | 2.288e-05 | 0.0003089% | 0.4994% | 1.5426e-08 |  |  |  | 0.575 | -0.61069 | 0.46651 | 0.24508 | 3.2158e-05 | 0.0008683% | 0.4994% | 4.3363e-08 |  |  | 0.575 | -0.61069 | 0.46651 | 0.24508 | 3.8958e-05 | 0.002104% | 0.4994% | 1.0506e-07
[5 empty] | 0.58 | -0.59996 | 0.46535 | 0.25121 | 2.3452e-05 | 0.0003166% | 0.4994% | 1.581e-08 |  |  |  | 0.58 | -0.59996 | 0.46535 | 0.25121 | 3.2963e-05 | 0.00089% | 0.4994% | 4.4444e-08 |  |  | 0.58 | -0.59996 | 0.46535 | 0.25121 | 3.9933e-05 | 0.002156% | 0.4994% | 1.0768e-07
[5 empty] | 0.585 | -0.5892 | 0.46411 | 0.25751 | 2.404e-05 | 0.0003245% | 0.4993% | 1.6205e-08 |  |  |  | 0.585 | -0.5892 | 0.46411 | 0.25751 | 3.379e-05 | 0.0009123% | 0.4993% | 4.5555e-08 |  |  | 0.585 | -0.5892 | 0.46411 | 0.25751 | 4.0935e-05 | 0.00221% | 0.4993% | 1.1037e-07
[5 empty] | 0.59 | -0.57841 | 0.46279 | 0.26399 | 2.4645e-05 | 0.0003327% | 0.4993% | 1.6611e-08 |  |  |  | 0.59 | -0.57841 | 0.46279 | 0.26399 | 3.464e-05 | 0.0009353% | 0.4993% | 4.6696e-08 |  |  | 0.59 | -0.57841 | 0.46279 | 0.26399 | 4.1964e-05 | 0.002266% | 0.4993% | 1.1314e-07
[5 empty] | 0.595 | -0.56759 | 0.4614 | 0.27065 | 2.5267e-05 | 0.0003411% | 0.4992% | 1.7029e-08 |  |  |  | 0.595 | -0.56759 | 0.4614 | 0.27065 | 3.5514e-05 | 0.0009589% | 0.4992% | 4.787e-08 |  |  | 0.595 | -0.56759 | 0.4614 | 0.27065 | 4.3023e-05 | 0.002323% | 0.4992% | 1.1598e-07
[5 empty] | 0.6 | -0.55674 | 0.45993 | 0.2775 | 2.5906e-05 | 0.0003497% | 0.4992% | 1.7458e-08 |  |  |  | 0.6 | -0.55674 | 0.45993 | 0.2775 | 3.6412e-05 | 0.0009831% | 0.4992% | 4.9077e-08 |  |  | 0.6 | -0.55674 | 0.45993 | 0.2775 | 4.4112e-05 | 0.002382% | 0.4992% | 1.1891e-07
[5 empty] | 0.605 | -0.54585 | 0.45839 | 0.28454 | 2.6564e-05 | 0.0003586% | 0.4992% | 1.79e-08 |  |  |  | 0.605 | -0.54585 | 0.45839 | 0.28454 | 3.7337e-05 | 0.001008% | 0.4992% | 5.0319e-08 |  |  | 0.605 | -0.54585 | 0.45839 | 0.28454 | 4.5232e-05 | 0.002442% | 0.4992% | 1.2192e-07
[5 empty] | 0.61 | -0.53492 | 0.45676 | 0.29179 | 2.7241e-05 | 0.0003677% | 0.4991% | 1.8355e-08 |  |  |  | 0.61 | -0.53492 | 0.45676 | 0.29179 | 3.8288e-05 | 0.001034% | 0.4991% | 5.1596e-08 |  |  | 0.61 | -0.53492 | 0.45676 | 0.29179 | 4.6384e-05 | 0.002505% | 0.4991% | 1.2501e-07
[5 empty] | 0.615 | -0.52396 | 0.45506 | 0.29926 | 2.7937e-05 | 0.0003772% | 0.4991% | 1.8822e-08 |  |  |  | 0.615 | -0.52396 | 0.45506 | 0.29926 | 3.9267e-05 | 0.00106% | 0.4991% | 5.2911e-08 |  |  | 0.615 | -0.52396 | 0.45506 | 0.29926 | 4.757e-05 | 0.002569% | 0.4991% | 1.282e-07
[5 empty] | 0.62 | -0.51295 | 0.45328 | 0.30694 | 2.8655e-05 | 0.0003868% | 0.499% | 1.9304e-08 |  |  |  | 0.62 | -0.51295 | 0.45328 | 0.30694 | 4.0275e-05 | 0.001087% | 0.499% | 5.4264e-08 |  |  | 0.62 | -0.51295 | 0.45328 | 0.30694 | 4.8792e-05 | 0.002635% | 0.499% | 1.3148e-07
[5 empty] | 0.625 | -0.50189 | 0.45142 | 0.31485 | 2.9393e-05 | 0.0003968% | 0.499% | 1.9799e-08 |  |  |  | 0.625 | -0.50189 | 0.45142 | 0.31485 | 4.1314e-05 | 0.001115% | 0.499% | 5.5658e-08 |  |  | 0.625 | -0.50189 | 0.45142 | 0.31485 | 5.0049e-05 | 0.002703% | 0.499% | 1.3485e-07
[5 empty] | 0.63 | -0.49079 | 0.44949 | 0.323 | 3.0154e-05 | 0.0004071% | 0.4989% | 2.031e-08 |  |  |  | 0.63 | -0.49079 | 0.44949 | 0.323 | 4.2383e-05 | 0.001144% | 0.4989% | 5.7093e-08 |  |  | 0.63 | -0.49079 | 0.44949 | 0.323 | 5.1345e-05 | 0.002773% | 0.4989% | 1.3833e-07
[5 empty] | 0.635 | -0.47965 | 0.44747 | 0.3314 | 3.0938e-05 | 0.0004177% | 0.4989% | 2.0836e-08 |  |  |  | 0.635 | -0.47965 | 0.44747 | 0.3314 | 4.3485e-05 | 0.001174% | 0.4989% | 5.8572e-08 |  |  | 0.635 | -0.47965 | 0.44747 | 0.3314 | 5.268e-05 | 0.002845% | 0.4989% | 1.4191e-07
[5 empty] | 0.64 | -0.46845 | 0.44538 | 0.34006 | 3.1746e-05 | 0.0004286% | 0.4988% | 2.1378e-08 |  |  |  | 0.64 | -0.46845 | 0.44538 | 0.34006 | 4.4621e-05 | 0.001205% | 0.4988% | 6.0096e-08 |  |  | 0.64 | -0.46845 | 0.44538 | 0.34006 | 5.4056e-05 | 0.002919% | 0.4988% | 1.4561e-07
[5 empty] | 0.645 | -0.45719 | 0.4432 | 0.34899 | 3.258e-05 | 0.0004398% | 0.4988% | 2.1937e-08 |  |  |  | 0.645 | -0.45719 | 0.4432 | 0.34899 | 4.5793e-05 | 0.001236% | 0.4988% | 6.1668e-08 |  |  | 0.645 | -0.45719 | 0.4432 | 0.34899 | 5.5476e-05 | 0.002996% | 0.4988% | 1.4941e-07
[5 empty] | 0.65 | -0.44588 | 0.44095 | 0.35819 | 3.3439e-05 | 0.0004514% | 0.4987% | 2.2514e-08 |  |  |  | 0.65 | -0.44588 | 0.44095 | 0.35819 | 4.7001e-05 | 0.001269% | 0.4987% | 6.3288e-08 |  |  | 0.65 | -0.44588 | 0.44095 | 0.35819 | 5.6939e-05 | 0.003075% | 0.4987% | 1.5334e-07
[5 empty] | 0.655 | -0.43451 | 0.43862 | 0.36769 | 3.4326e-05 | 0.0004634% | 0.4987% | 2.3108e-08 |  |  |  | 0.655 | -0.43451 | 0.43862 | 0.36769 | 4.8247e-05 | 0.001303% | 0.4987% | 6.496e-08 |  |  | 0.655 | -0.43451 | 0.43862 | 0.36769 | 5.8449e-05 | 0.003156% | 0.4987% | 1.5739e-07
[5 empty] | 0.66 | -0.42308 | 0.4362 | 0.3775 | 3.5242e-05 | 0.0004758% | 0.4986% | 2.3722e-08 |  |  |  | 0.66 | -0.42308 | 0.4362 | 0.3775 | 4.9534e-05 | 0.001337% | 0.4986% | 6.6685e-08 |  |  | 0.66 | -0.42308 | 0.4362 | 0.3775 | 6.0008e-05 | 0.00324% | 0.4986% | 1.6157e-07
[5 empty] | 0.665 | -0.41159 | 0.43371 | 0.38763 | 3.6187e-05 | 0.0004885% | 0.4986% | 2.4356e-08 |  |  |  | 0.665 | -0.41159 | 0.43371 | 0.38763 | 5.0863e-05 | 0.001373% | 0.4986% | 6.8466e-08 |  |  | 0.665 | -0.41159 | 0.43371 | 0.38763 | 6.1618e-05 | 0.003327% | 0.4986% | 1.6589e-07
[5 empty] | 0.67 | -0.40002 | 0.43113 | 0.39809 | 3.7164e-05 | 0.0005017% | 0.4985% | 2.501e-08 |  |  |  | 0.67 | -0.40002 | 0.43113 | 0.39809 | 5.2235e-05 | 0.00141% | 0.4985% | 7.0306e-08 |  |  | 0.67 | -0.40002 | 0.43113 | 0.39809 | 6.328e-05 | 0.003417% | 0.4985% | 1.7034e-07
[5 empty] | 0.675 | -0.38839 | 0.42847 | 0.40889 | 3.8172e-05 | 0.0005153% | 0.4984% | 2.5686e-08 |  |  |  | 0.675 | -0.38839 | 0.42847 | 0.40889 | 5.3653e-05 | 0.001449% | 0.4984% | 7.2206e-08 |  |  | 0.675 | -0.38839 | 0.42847 | 0.40889 | 6.4998e-05 | 0.00351% | 0.4984% | 1.7495e-07
[5 empty] | 0.68 | -0.37668 | 0.42573 | 0.42006 | 3.9215e-05 | 0.0005294% | 0.4984% | 2.6385e-08 |  |  |  | 0.68 | -0.37668 | 0.42573 | 0.42006 | 5.5119e-05 | 0.001488% | 0.4984% | 7.417e-08 |  |  | 0.68 | -0.37668 | 0.42573 | 0.42006 | 6.6774e-05 | 0.003606% | 0.4984% | 1.7971e-07
[5 empty] | 0.685 | -0.3649 | 0.4229 | 0.43162 | 4.0294e-05 | 0.000544% | 0.4983% | 2.7107e-08 |  |  |  | 0.685 | -0.3649 | 0.4229 | 0.43162 | 5.6635e-05 | 0.001529% | 0.4983% | 7.6201e-08 |  |  | 0.685 | -0.3649 | 0.4229 | 0.43162 | 6.8611e-05 | 0.003705% | 0.4983% | 1.8463e-07
[5 empty] | 0.69 | -0.35304 | 0.41999 | 0.44357 | 4.141e-05 | 0.000559% | 0.4983% | 2.7855e-08 |  |  |  | 0.69 | -0.35304 | 0.41999 | 0.44357 | 5.8204e-05 | 0.001571% | 0.4983% | 7.8302e-08 |  |  | 0.69 | -0.35304 | 0.41999 | 0.44357 | 7.0511e-05 | 0.003808% | 0.4983% | 1.8972e-07
[5 empty] | 0.695 | -0.34109 | 0.417 | 0.45594 | 4.2565e-05 | 0.0005746% | 0.4982% | 2.8628e-08 |  |  |  | 0.695 | -0.34109 | 0.417 | 0.45594 | 5.9827e-05 | 0.001615% | 0.4982% | 8.0476e-08 |  |  | 0.695 | -0.34109 | 0.417 | 0.45594 | 7.2478e-05 | 0.003914% | 0.4982% | 1.9498e-07
[5 empty] | 0.7 | -0.32905 | 0.41392 | 0.46875 | 4.3761e-05 | 0.0005908% | 0.4981% | 2.9429e-08 |  |  |  | 0.7 | -0.32905 | 0.41392 | 0.46875 | 6.1508e-05 | 0.001661% | 0.4981% | 8.2727e-08 |  |  | 0.7 | -0.32905 | 0.41392 | 0.46875 | 7.4514e-05 | 0.004024% | 0.4981% | 2.0044e-07
[5 empty] | 0.705 | -0.31693 | 0.41076 | 0.48203 | 4.5e-05 | 0.0006075% | 0.4981% | 3.0258e-08 |  |  |  | 0.705 | -0.31693 | 0.41076 | 0.48203 | 6.325e-05 | 0.001708% | 0.4981% | 8.5058e-08 |  |  | 0.705 | -0.31693 | 0.41076 | 0.48203 | 7.6624e-05 | 0.004138% | 0.4981% | 2.0608e-07
[5 empty] | 0.71 | -0.30471 | 0.4075 | 0.49578 | 4.6284e-05 | 0.0006248% | 0.498% | 3.1117e-08 |  |  |  | 0.71 | -0.30471 | 0.4075 | 0.49578 | 6.5055e-05 | 0.001756% | 0.498% | 8.7473e-08 |  |  | 0.71 | -0.30471 | 0.4075 | 0.49578 | 7.8811e-05 | 0.004256% | 0.498% | 2.1194e-07
[5 empty] | 0.715 | -0.29239 | 0.40417 | 0.51005 | 4.7616e-05 | 0.0006428% | 0.4979% | 3.2008e-08 |  |  |  | 0.715 | -0.29239 | 0.40417 | 0.51005 | 6.6927e-05 | 0.001807% | 0.4979% | 8.9978e-08 |  |  | 0.715 | -0.29239 | 0.40417 | 0.51005 | 8.1078e-05 | 0.004378% | 0.4979% | 2.18e-07
[5 empty] | 0.72 | -0.27996 | 0.40074 | 0.52485 | 4.8998e-05 | 0.0006615% | 0.4979% | 3.2932e-08 |  |  |  | 0.72 | -0.27996 | 0.40074 | 0.52485 | 6.8869e-05 | 0.001859% | 0.4979% | 9.2575e-08 |  |  | 0.72 | -0.27996 | 0.40074 | 0.52485 | 8.3431e-05 | 0.004505% | 0.4979% | 2.243e-07
[5 empty] | 0.725 | -0.26743 | 0.39723 | 0.54022 | 5.0432e-05 | 0.0006808% | 0.4978% | 3.3891e-08 |  |  |  | 0.725 | -0.26743 | 0.39723 | 0.54022 | 7.0885e-05 | 0.001914% | 0.4978% | 9.5271e-08 |  |  | 0.725 | -0.26743 | 0.39723 | 0.54022 | 8.5874e-05 | 0.004637% | 0.4978% | 2.3083e-07
[5 empty] | 0.73 | -0.25479 | 0.39363 | 0.55618 | 5.1922e-05 | 0.0007009% | 0.4977% | 3.4887e-08 |  |  |  | 0.73 | -0.25479 | 0.39363 | 0.55618 | 7.2979e-05 | 0.00197% | 0.4977% | 9.8071e-08 |  |  | 0.73 | -0.25479 | 0.39363 | 0.55618 | 8.8411e-05 | 0.004774% | 0.4977% | 2.3761e-07
[5 empty] | 0.735 | -0.24203 | 0.38993 | 0.57276 | 5.3471e-05 | 0.0007219% | 0.4976% | 3.5922e-08 |  |  |  | 0.735 | -0.24203 | 0.38993 | 0.57276 | 7.5156e-05 | 0.002029% | 0.4976% | 1.0098e-07 |  |  | 0.735 | -0.24203 | 0.38993 | 0.57276 | 9.1047e-05 | 0.004916% | 0.4976% | 2.4466e-07
[5 empty] | 0.74 | -0.22914 | 0.38615 | 0.59001 | 5.5081e-05 | 0.0007436% | 0.4976% | 3.6998e-08 |  |  |  | 0.74 | -0.22914 | 0.38615 | 0.59001 | 7.7419e-05 | 0.00209% | 0.4976% | 1.04e-07 |  |  | 0.74 | -0.22914 | 0.38615 | 0.59001 | 9.3789e-05 | 0.005064% | 0.4976% | 2.5199e-07
[5 empty] | 0.745 | -0.21613 | 0.38227 | 0.60796 | 5.6756e-05 | 0.0007662% | 0.4975% | 3.8117e-08 |  |  |  | 0.745 | -0.21613 | 0.38227 | 0.60796 | 7.9774e-05 | 0.002154% | 0.4975% | 1.0715e-07 |  |  | 0.745 | -0.21613 | 0.38227 | 0.60796 | 9.6642e-05 | 0.005219% | 0.4975% | 2.5961e-07
[5 empty] | 0.75 | -0.20298 | 0.37831 | 0.62664 | 5.8501e-05 | 0.0007898% | 0.4974% | 3.9281e-08 |  |  |  | 0.75 | -0.20298 | 0.37831 | 0.62664 | 8.2226e-05 | 0.00222% | 0.4974% | 1.1042e-07 |  |  | 0.75 | -0.20298 | 0.37831 | 0.62664 | 9.9612e-05 | 0.005379% | 0.4974% | 2.6754e-07
[5 empty] | 0.755 | -0.18969 | 0.37424 | 0.64611 | 6.0318e-05 | 0.0008143% | 0.4973% | 4.0494e-08 |  |  |  | 0.755 | -0.18969 | 0.37424 | 0.64611 | 8.478e-05 | 0.002289% | 0.4973% | 1.1383e-07 |  |  | 0.755 | -0.18969 | 0.37424 | 0.64611 | 0.00010271 | 0.005546% | 0.4973% | 2.758e-07
[5 empty] | 0.76 | -0.17626 | 0.37009 | 0.66641 | 6.2213e-05 | 0.0008399% | 0.4972% | 4.1759e-08 |  |  |  | 0.76 | -0.17626 | 0.37009 | 0.66641 | 8.7444e-05 | 0.002361% | 0.4972% | 1.1739e-07 |  |  | 0.76 | -0.17626 | 0.37009 | 0.66641 | 0.00010593 | 0.00572% | 0.4972% | 2.8441e-07
[5 empty] | 0.765 | -0.16267 | 0.36583 | 0.68759 | 6.4191e-05 | 0.0008666% | 0.4971% | 4.3078e-08 |  |  |  | 0.765 | -0.16267 | 0.36583 | 0.68759 | 9.0223e-05 | 0.002436% | 0.4971% | 1.2109e-07 |  |  | 0.765 | -0.16267 | 0.36583 | 0.68759 | 0.0001093 | 0.005902% | 0.4971% | 2.934e-07
[5 empty] | 0.77 | -0.14892 | 0.36149 | 0.70971 | 6.6255e-05 | 0.0008944% | 0.497% | 4.4454e-08 |  |  |  | 0.77 | -0.14892 | 0.36149 | 0.70971 | 9.3125e-05 | 0.002514% | 0.497% | 1.2496e-07 |  |  | 0.77 | -0.14892 | 0.36149 | 0.70971 | 0.00011282 | 0.006092% | 0.497% | 3.0277e-07
[5 empty] | 0.775 | -0.135 | 0.35704 | 0.73282 | 6.8413e-05 | 0.0009236% | 0.4969% | 4.5892e-08 |  |  |  | 0.775 | -0.135 | 0.35704 | 0.73282 | 9.6158e-05 | 0.002596% | 0.4969% | 1.2901e-07 |  |  | 0.775 | -0.135 | 0.35704 | 0.73282 | 0.00011649 | 0.00629% | 0.4969% | 3.1256e-07
[5 empty] | 0.78 | -0.12091 | 0.35249 | 0.75699 | 7.067e-05 | 0.000954% | 0.4968% | 4.7396e-08 |  |  |  | 0.78 | -0.12091 | 0.35249 | 0.75699 | 9.9329e-05 | 0.002682% | 0.4968% | 1.3323e-07 |  |  | 0.78 | -0.12091 | 0.35249 | 0.75699 | 0.00012033 | 0.006498% | 0.4968% | 3.228e-07
[5 empty] | 0.785 | -0.10663 | 0.34785 | 0.78229 | 7.3032e-05 | 0.0009859% | 0.4967% | 4.8969e-08 |  |  |  | 0.785 | -0.10663 | 0.34785 | 0.78229 | 0.00010265 | 0.002771% | 0.4967% | 1.3765e-07 |  |  | 0.785 | -0.10663 | 0.34785 | 0.78229 | 0.00012435 | 0.006715% | 0.4967% | 3.3352e-07
[5 empty] | 0.79 | -0.092157 | 0.3431 | 0.8088 | 7.5506e-05 | 0.001019% | 0.4966% | 5.0616e-08 |  |  |  | 0.79 | -0.092157 | 0.3431 | 0.8088 | 0.00010613 | 0.002865% | 0.4966% | 1.4228e-07 |  |  | 0.79 | -0.092157 | 0.3431 | 0.8088 | 0.00012857 | 0.006942% | 0.4966% | 3.4474e-07
[5 empty] | 0.795 | -0.07748 | 0.33824 | 0.8366 | 7.8102e-05 | 0.001054% | 0.4964% | 5.2343e-08 |  |  |  | 0.795 | -0.07748 | 0.33824 | 0.8366 | 0.00010978 | 0.002964% | 0.4964% | 1.4714e-07 |  |  | 0.795 | -0.07748 | 0.33824 | 0.8366 | 0.00013299 | 0.007181% | 0.4964% | 3.565e-07
[5 empty] | 0.8 | -0.062589 | 0.33329 | 0.86579 | 8.0826e-05 | 0.001091% | 0.4963% | 5.4154e-08 |  |  |  | 0.8 | -0.062589 | 0.33329 | 0.86579 | 0.00011361 | 0.003067% | 0.4963% | 1.5223e-07 |  |  | 0.8 | -0.062589 | 0.33329 | 0.86579 | 0.00013763 | 0.007432% | 0.4963% | 3.6883e-07
[5 empty] | 0.805 | -0.047472 | 0.32822 | 0.89645 | 8.3689e-05 | 0.00113% | 0.4962% | 5.6057e-08 |  |  |  | 0.805 | -0.047472 | 0.32822 | 0.89645 | 0.00011763 | 0.003176% | 0.4962% | 1.5758e-07 |  |  | 0.805 | -0.047472 | 0.32822 | 0.89645 | 0.0001425 | 0.007695% | 0.4962% | 3.8179e-07
[5 empty] | 0.81 | -0.032118 | 0.32305 | 0.92871 | 8.6701e-05 | 0.00117% | 0.496% | 5.8058e-08 |  |  |  | 0.81 | -0.032118 | 0.32305 | 0.92871 | 0.00012186 | 0.00329% | 0.496% | 1.632e-07 |  |  | 0.81 | -0.032118 | 0.32305 | 0.92871 | 0.00014763 | 0.007972% | 0.496% | 3.9542e-07
[5 empty] | 0.815 | -0.016513 | 0.31777 | 0.96269 | 8.9873e-05 | 0.001213% | 0.4959% | 6.0163e-08 |  |  |  | 0.815 | -0.016513 | 0.31777 | 0.96269 | 0.00012632 | 0.003411% | 0.4959% | 1.6912e-07 |  |  | 0.815 | -0.016513 | 0.31777 | 0.96269 | 0.00015303 | 0.008263% | 0.4959% | 4.0976e-07
[5 empty] | 0.82 | -0.0006444 | 0.31238 | 0.99852 | 9.3217e-05 | 0.001258% | 0.4957% | 6.2383e-08 |  |  |  | 0.82 | -0.0006444 | 0.31238 | 0.99852 | 0.00013102 | 0.003538% | 0.4957% | 1.7536e-07 |  |  | 0.82 | -0.0006444 | 0.31238 | 0.99852 | 0.00015873 | 0.008571% | 0.4957% | 4.2487e-07
[5 empty] | 0.825 | 0.015504 | 0.30688 | 1.0363 | 9.6749e-05 | 0.001306% | 0.4956% | 6.4724e-08 |  |  |  | 0.825 | 0.015504 | 0.30688 | 1.0363 | 0.00013598 | 0.003672% | 0.4956% | 1.8194e-07 |  |  | 0.825 | 0.015504 | 0.30688 | 1.0363 | 0.00016474 | 0.008896% | 0.4956% | 4.4082e-07
[5 empty] | 0.83 | 0.031948 | 0.30125 | 1.0763 | 0.00010048 | 0.001356% | 0.4954% | 6.7198e-08 |  |  |  | 0.83 | 0.031948 | 0.30125 | 1.0763 | 0.00014123 | 0.003813% | 0.4954% | 1.889e-07 |  |  | 0.83 | 0.031948 | 0.30125 | 1.0763 | 0.0001711 | 0.009239% | 0.4954% | 4.5767e-07
[5 empty] | 0.835 | 0.048705 | 0.29552 | 1.1187 | 0.00010443 | 0.00141% | 0.4952% | 6.9815e-08 |  |  |  | 0.835 | 0.048705 | 0.29552 | 1.1187 | 0.00014679 | 0.003963% | 0.4952% | 1.9625e-07 |  |  | 0.835 | 0.048705 | 0.29552 | 1.1187 | 0.00017783 | 0.009602% | 0.4952% | 4.7549e-07
[5 empty] | 0.84 | 0.065794 | 0.28966 | 1.1636 | 0.00010863 | 0.001466% | 0.495% | 7.2588e-08 |  |  |  | 0.84 | 0.065794 | 0.28966 | 1.1636 | 0.00015268 | 0.004122% | 0.495% | 2.0405e-07 |  |  | 0.84 | 0.065794 | 0.28966 | 1.1636 | 0.00018496 | 0.009988% | 0.495% | 4.9438e-07
[5 empty] | 0.845 | 0.083235 | 0.28368 | 1.2113 | 0.00011308 | 0.001527% | 0.4948% | 7.5531e-08 |  |  |  | 0.845 | 0.083235 | 0.28368 | 1.2113 | 0.00015894 | 0.004291% | 0.4948% | 2.1232e-07 |  |  | 0.845 | 0.083235 | 0.28368 | 1.2113 | 0.00019254 | 0.0104% | 0.4948% | 5.1442e-07
[5 empty] | 0.85 | 0.10105 | 0.27757 | 1.262 | 0.00011781 | 0.00159% | 0.4946% | 7.8658e-08 |  |  |  | 0.85 | 0.10105 | 0.27757 | 1.262 | 0.00016559 | 0.004471% | 0.4946% | 2.2111e-07 |  |  | 0.85 | 0.10105 | 0.27757 | 1.262 | 0.00020061 | 0.01083% | 0.4946% | 5.3572e-07
[5 empty] | 0.855 | 0.11927 | 0.27134 | 1.316 | 0.00012286 | 0.001659% | 0.4943% | 8.1989e-08 |  |  |  | 0.855 | 0.11927 | 0.27134 | 1.316 | 0.00017269 | 0.004662% | 0.4943% | 2.3047e-07 |  |  | 0.855 | 0.11927 | 0.27134 | 1.316 | 0.0002092 | 0.0113% | 0.4943% | 5.584e-07
[5 empty] | 0.86 | 0.13792 | 0.26497 | 1.3738 | 0.00012825 | 0.001731% | 0.4941% | 8.5541e-08 |  |  |  | 0.86 | 0.13792 | 0.26497 | 1.3738 | 0.00018026 | 0.004867% | 0.4941% | 2.4046e-07 |  |  | 0.86 | 0.13792 | 0.26497 | 1.3738 | 0.00021838 | 0.01179% | 0.4941% | 5.8259e-07
[5 empty] | 0.865 | 0.15702 | 0.25847 | 1.4356 | 0.00013402 | 0.001809% | 0.4938% | 8.9339e-08 |  |  |  | 0.865 | 0.15702 | 0.25847 | 1.4356 | 0.00018837 | 0.005086% | 0.4938% | 2.5114e-07 |  |  | 0.865 | 0.15702 | 0.25847 | 1.4356 | 0.0002282 | 0.01232% | 0.4938% | 6.0846e-07
[5 empty] | 0.87 | 0.17662 | 0.25184 | 1.5018 | 0.0001402 | 0.001893% | 0.4935% | 9.3407e-08 |  |  |  | 0.87 | 0.17662 | 0.25184 | 1.5018 | 0.00019706 | 0.005321% | 0.4935% | 2.6257e-07 |  |  | 0.87 | 0.17662 | 0.25184 | 1.5018 | 0.00023873 | 0.01289% | 0.4935% | 6.3616e-07
[5 empty] | 0.875 | 0.19674 | 0.24506 | 1.573 | 0.00014685 | 0.001982% | 0.4932% | 9.7775e-08 |  |  |  | 0.875 | 0.19674 | 0.24506 | 1.573 | 0.00020641 | 0.005573% | 0.4932% | 2.7485e-07 |  |  | 0.875 | 0.19674 | 0.24506 | 1.573 | 0.00025006 | 0.0135% | 0.4932% | 6.6591e-07
[5 empty] | 0.88 | 0.21744 | 0.23814 | 1.6498 | 0.00015402 | 0.002079% | 0.4928% | 1.0248e-07 |  |  |  | 0.88 | 0.21744 | 0.23814 | 1.6498 | 0.00021648 | 0.005845% | 0.4928% | 2.8806e-07 |  |  | 0.88 | 0.21744 | 0.23814 | 1.6498 | 0.00026226 | 0.01416% | 0.4928% | 6.9792e-07
[5 empty] | 0.885 | 0.23875 | 0.23107 | 1.7328 | 0.00016177 | 0.002184% | 0.4925% | 1.0755e-07 |  |  |  | 0.885 | 0.23875 | 0.23107 | 1.7328 | 0.00022737 | 0.006139% | 0.4925% | 3.0233e-07 |  |  | 0.885 | 0.23875 | 0.23107 | 1.7328 | 0.00027545 | 0.01487% | 0.4925% | 7.3247e-07
[5 empty] | 0.89 | 0.26073 | 0.22385 | 1.8228 | 0.00017017 | 0.002297% | 0.4921% | 1.1304e-07 |  |  |  | 0.89 | 0.26073 | 0.22385 | 1.8228 | 0.00023918 | 0.006458% | 0.4921% | 3.1776e-07 |  |  | 0.89 | 0.26073 | 0.22385 | 1.8228 | 0.00028975 | 0.01565% | 0.4921% | 7.6987e-07
[5 empty] | 0.895 | 0.28344 | 0.21647 | 1.9206 | 0.0001793 | 0.002421% | 0.4916% | 1.19e-07 |  |  |  | 0.895 | 0.28344 | 0.21647 | 1.9206 | 0.00025202 | 0.006804% | 0.4916% | 3.3452e-07 |  |  | 0.895 | 0.28344 | 0.21647 | 1.9206 | 0.00030531 | 0.01649% | 0.4916% | 8.1047e-07
[5 empty] | 0.9 | 0.30695 | 0.20893 | 2.0275 | 0.00018927 | 0.002555% | 0.4912% | 1.255e-07 |  |  |  | 0.9 | 0.30695 | 0.20893 | 2.0275 | 0.00026604 | 0.007183% | 0.4912% | 3.5278e-07 |  |  | 0.9 | 0.30695 | 0.20893 | 2.0275 | 0.00032229 | 0.0174% | 0.4912% | 8.5471e-07
[5 empty] | 0.905 | 0.33134 | 0.20121 | 2.1445 | 0.00020021 | 0.002703% | 0.4906% | 1.326e-07 |  |  |  | 0.905 | 0.33134 | 0.20121 | 2.1445 | 0.0002814 | 0.007597% | 0.4906% | 3.7275e-07 |  |  | 0.905 | 0.33134 | 0.20121 | 2.1445 | 0.0003409 | 0.01841% | 0.4906% | 9.0308e-07
[5 empty] | 0.91 | 0.35668 | 0.19332 | 2.2734 | 0.00021224 | 0.002865% | 0.49% | 1.404e-07 |  |  |  | 0.91 | 0.35668 | 0.19332 | 2.2734 | 0.00029831 | 0.008054% | 0.49% | 3.9467e-07 |  |  | 0.91 | 0.35668 | 0.19332 | 2.2734 | 0.00036139 | 0.01951% | 0.49% | 9.562e-07
[5 empty] | 0.915 | 0.3831 | 0.18525 | 2.416 | 0.00022555 | 0.003045% | 0.4894% | 1.4901e-07 |  |  |  | 0.915 | 0.3831 | 0.18525 | 2.416 | 0.00031702 | 0.008559% | 0.4894% | 4.1886e-07 |  |  | 0.915 | 0.3831 | 0.18525 | 2.416 | 0.00038405 | 0.02074% | 0.4894% | 1.0148e-06
[5 empty] | 0.92 | 0.41071 | 0.17698 | 2.5746 | 0.00024035 | 0.003245% | 0.4886% | 1.5855e-07 |  |  |  | 0.92 | 0.41071 | 0.17698 | 2.5746 | 0.00033783 | 0.009121% | 0.4886% | 4.4568e-07 |  |  | 0.92 | 0.41071 | 0.17698 | 2.5746 | 0.00040926 | 0.0221% | 0.4886% | 1.0798e-06
[5 empty] | 0.925 | 0.43966 | 0.16852 | 2.752 | 0.00025692 | 0.003468% | 0.4878% | 1.6919e-07 |  |  |  | 0.925 | 0.43966 | 0.16852 | 2.752 | 0.00036111 | 0.00975% | 0.4878% | 4.7558e-07 |  |  | 0.925 | 0.43966 | 0.16852 | 2.752 | 0.00043747 | 0.02362% | 0.4878% | 1.1522e-06
[5 empty] | 0.93 | 0.47011 | 0.15984 | 2.952 | 0.00027558 | 0.00372% | 0.4868% | 1.8112e-07 |  |  |  | 0.93 | 0.47011 | 0.15984 | 2.952 | 0.00038735 | 0.01046% | 0.4868% | 5.0914e-07 |  |  | 0.93 | 0.47011 | 0.15984 | 2.952 | 0.00046925 | 0.02534% | 0.4868% | 1.2335e-06
[5 empty] | 0.935 | 0.50229 | 0.15095 | 3.179 | 0.00029678 | 0.004006% | 0.4858% | 1.9462e-07 |  |  |  | 0.935 | 0.50229 | 0.15095 | 3.179 | 0.00041714 | 0.01126% | 0.4858% | 5.4707e-07 |  |  | 0.935 | 0.50229 | 0.15095 | 3.179 | 0.00050534 | 0.02728% | 0.4858% | 1.3254e-06
[5 empty] | 0.94 | 0.53646 | 0.14181 | 3.4392 | 0.00032107 | 0.004334% | 0.4845% | 2.1e-07 |  |  |  | 0.94 | 0.53646 | 0.14181 | 3.4392 | 0.00045128 | 0.01218% | 0.4845% | 5.903e-07 |  |  | 0.94 | 0.53646 | 0.14181 | 3.4392 | 0.0005467 | 0.02952% | 0.4845% | 1.4301e-06
[5 empty] | 0.945 | 0.57293 | 0.13243 | 3.7405 | 0.0003492 | 0.004714% | 0.483% | 2.2769e-07 |  |  |  | 0.945 | 0.57293 | 0.13243 | 3.7405 | 0.00049082 | 0.01325% | 0.483% | 6.4004e-07 |  |  | 0.945 | 0.57293 | 0.13243 | 3.7405 | 0.0005946 | 0.0321% | 0.483% | 1.5506e-06
[5 empty] | 0.95 | 0.61213 | 0.12278 | 4.0938 | 0.00038218 | 0.005159% | 0.4812% | 2.4828e-07 |  |  |  | 0.95 | 0.61213 | 0.12278 | 4.0938 | 0.00053717 | 0.0145% | 0.4812% | 6.9792e-07 |  |  | 0.95 | 0.61213 | 0.12278 | 4.0938 | 0.00065076 | 0.03513% | 0.4812% | 1.6908e-06
[5 empty] | 0.955 | 0.65458 | 0.11284 | 4.5142 | 0.00042143 | 0.005689% | 0.4791% | 2.7256e-07 |  |  |  | 0.955 | 0.65458 | 0.11284 | 4.5142 | 0.00059234 | 0.01599% | 0.4791% | 7.6616e-07 |  |  | 0.955 | 0.65458 | 0.11284 | 4.5142 | 0.00071759 | 0.03874% | 0.4791% | 1.8561e-06
[5 empty] | 0.96 | 0.70103 | 0.10259 | 5.0237 | 0.00046899 | 0.006331% | 0.4764% | 3.0164e-07 |  |  |  | 0.96 | 0.70103 | 0.10259 | 5.0237 | 0.00065919 | 0.0178% | 0.4764% | 8.479e-07 |  |  | 0.96 | 0.70103 | 0.10259 | 5.0237 | 0.00079858 | 0.04311% | 0.4764% | 2.0541e-06
[5 empty] | 0.965 | 0.75245 | 0.091988 | 5.6553 | 0.00052795 | 0.007127% | 0.4731% | 3.3717e-07 |  |  |  | 0.965 | 0.75245 | 0.091988 | 5.6553 | 0.00074206 | 0.02003% | 0.4731% | 9.4776e-07 |  |  | 0.965 | 0.75245 | 0.091988 | 5.6553 | 0.00089897 | 0.04853% | 0.4731% | 2.296e-06
[5 empty] | 0.97 | 0.81032 | 0.081002 | 6.4612 | 0.00060319 | 0.008143% | 0.4687% | 3.8165e-07 |  |  |  | 0.97 | 0.81032 | 0.081002 | 6.4612 | 0.00084782 | 0.02289% | 0.4687% | 1.0728e-06 |  |  | 0.97 | 0.81032 | 0.081002 | 6.4612 | 0.0010271 | 0.05545% | 0.4687% | 2.5988e-06
[5 empty] | 0.975 | 0.87682 | 0.069577 | 7.5304 | 0.00070301 | 0.00949% | 0.4627% | 4.3912e-07 |  |  |  | 0.975 | 0.87682 | 0.069577 | 7.5304 | 0.00098811 | 0.02668% | 0.4627% | 1.2343e-06 |  |  | 0.975 | 0.87682 | 0.069577 | 7.5304 | 0.001197 | 0.06462% | 0.4627% | 2.99e-06
[5 empty] | 0.98 | 0.9556 | 0.057641 | 9.0281 | 0.00084283 | 0.01138% | 0.4541% | 5.1664e-07 |  |  |  | 0.98 | 0.9556 | 0.057641 | 9.0281 | 0.0011846 | 0.03198% | 0.4541% | 1.4522e-06 |  |  | 0.98 | 0.9556 | 0.057641 | 9.0281 | 0.0014351 | 0.07747% | 0.4541% | 3.5177e-06
[5 empty] | 0.985 | 1.0533 | 0.045084 | 11.3064 | 0.0010555 | 0.01425% | 0.4406% | 6.2777e-07 |  |  |  | 0.985 | 1.0533 | 0.045084 | 11.3064 | 0.0014836 | 0.04005% | 0.4406% | 1.7645e-06 |  |  | 0.985 | 1.0533 | 0.045084 | 11.3064 | 0.0017973 | 0.09701% | 0.4406% | 4.274e-06
[5 empty] | 0.99 | 1.1846 | 0.031729 | 15.2961 | 0.001428 | 0.01928% | 0.4165% | 8.0276e-07 |  |  |  | 0.99 | 1.1846 | 0.031729 | 15.2961 | 0.0020071 | 0.05418% | 0.4165% | 2.2562e-06 |  |  | 0.99 | 1.1846 | 0.031729 | 15.2961 | 0.0024315 | 0.1312% | 0.4165% | 5.4646e-06
[5 empty] | 0.995 | 1.3941 | 0.017214 | 24.7825 | 0.0023136 | 0.03123% | 0.3607% | 1.1266e-06 |  |  |  | 0.995 | 1.3941 | 0.017214 | 24.7825 | 0.0032519 | 0.08776% | 0.3607% | 3.166e-06 |  |  | 0.995 | 1.3941 | 0.017214 | 24.7825 | 0.0039395 | 0.2125% | 0.3607% | 7.666e-06
|  |  |  | 6 | CoV-2: Standing, Speaking | 0.25 | hr | 0.43136 | 1.2 |  |  | R(ERq) |  |  |  | CoV-2: Standing, Speaking | 0.5 | hr | 0.43136 | 1.2 |  |  | R(ERq) |  |  | CoV-2: Standing, Speaking | 1 | hr | 0.43136 | 1.2 |  |  | R(ERq)
[5 empty] | Percentile Increment | log10ERq | pdf log10ERq | ERq | Avg quanta/m3 | PI(ERq) | PERq | PI(ERq)*PERq | Risk = | 0.00067374 |  | Percentile Increment | log10ERq | pdf log10ERq | ERq | Avg quanta/m3 | PI(ERq) | PERq | PI(ERq)*PERq | Risk = | 0.0018683 | Percentile Increment | log10ERq | pdf log10ERq | ERq | Avg quanta/m3 | PI(ERq) | PERq | PI(ERq)*PERq | Risk = | 0.0043974 | 30
[5 empty] | 0.005 | -2.6596 | 0.01205 | 0.0021896 | 2.0441e-07 | 2.76e-06% |  | 0 | Percentile = | 0.86 |  | 0.005 | -2.6596 | 0.01205 | 0.0021896 | 2.8731e-07 | 7.757e-06% |  | 0 | Percentile = | 0.855 | 0.005 | -2.6596 | 0.01205 | 0.0021896 | 3.4807e-07 | 1.88e-05% |  | 0 | Percentile = | 0.855
[5 empty] | 0.01 | -2.3603 | 0.02221 | 0.0043626 | 4.0727e-07 | 5.498e-06% | 0.6649% | 3.6559e-10 | R(ERq)max = | 0.01482% |  | 0.01 | -2.3603 | 0.02221 | 0.0043626 | 5.7244e-07 | 1.546e-05% | 0.6649% | 1.0277e-09 | R(ERq)max = | 0.04014% | 0.01 | -2.3603 | 0.02221 | 0.0043626 | 6.9349e-07 | 3.745e-05% | 0.6649% | 2.49e-09 | R(ERq)max = | 0.08967% | 0.01
[5 empty] | 0.015 | -2.1727 | 0.031559 | 0.0067182 | 6.2719e-07 | 8.467e-06% | 0.5918% | 5.0104e-10 | PI 90% = | 0.1173% |  | 0.015 | -2.1727 | 0.031559 | 0.0067182 | 8.8154e-07 | 2.38e-05% | 0.5918% | 1.4085e-09 | PI 90% = | 0.3295% | 0.015 | -2.1727 | 0.031559 | 0.0067182 | 1.0679e-06 | 5.767e-05% | 0.5918% | 3.4126e-09 | PI 90% = | 0.7965% | 0.015
[5 empty] | 0.02 | -2.0331 | 0.040348 | 0.0092654 | 8.6498e-07 | 1.168e-05% | 0.5633% | 6.5778e-10 | Percentile = | 0.9 |  | 0.02 | -2.0331 | 0.040348 | 0.0092654 | 1.2158e-06 | 3.283e-05% | 0.5633% | 1.8491e-09 | Percentile = | 0.9 | 0.02 | -2.0331 | 0.040348 | 0.0092654 | 1.4728e-06 | 7.953e-05% | 0.5633% | 4.4802e-09 | Percentile = | 0.9 | 0.02
[5 empty] | 0.025 | -1.9206 | 0.048704 | 0.012006 | 1.1209e-06 | 1.513e-05% | 0.5481% | 8.294e-10 |  |  |  | 0.025 | -1.9206 | 0.048704 | 0.012006 | 1.5754e-06 | 4.254e-05% | 0.5481% | 2.3315e-09 |  |  | 0.025 | -1.9206 | 0.048704 | 0.012006 | 1.9085e-06 | 0.0001031% | 0.5481% | 5.649e-09 |  |  | 0.025
[5 empty] | 0.03 | -1.8256 | 0.056702 | 0.014942 | 1.3949e-06 | 1.883e-05% | 0.5387% | 1.0144e-09 |  |  |  | 0.03 | -1.8256 | 0.056702 | 0.014942 | 1.9606e-06 | 5.294e-05% | 0.5387% | 2.8517e-09 |  |  | 0.03 | -1.8256 | 0.056702 | 0.014942 | 2.3752e-06 | 0.0001283% | 0.5387% | 6.9094e-09 | 1 | 0.96 | 0.03
[5 empty] | 0.035 | -1.7429 | 0.064392 | 0.018075 | 1.6874e-06 | 2.278e-05% | 0.5323% | 1.2125e-09 |  |  |  | 0.035 | -1.7429 | 0.064392 | 0.018075 | 2.3717e-06 | 6.404e-05% | 0.5323% | 3.4084e-09 |  |  | 0.035 | -1.7429 | 0.064392 | 0.018075 | 2.8732e-06 | 0.0001552% | 0.5323% | 8.2581e-09 | 2 | 0.98 | 0.035
[5 empty] | 0.04 | -1.6695 | 0.071811 | 0.021406 | 1.9984e-06 | 2.698e-05% | 0.5276% | 1.4234e-09 |  |  |  | 0.04 | -1.6695 | 0.071811 | 0.021406 | 2.8088e-06 | 7.584e-05% | 0.5276% | 4.0012e-09 |  |  | 0.04 | -1.6695 | 0.071811 | 0.021406 | 3.4028e-06 | 0.0001837% | 0.5276% | 9.6946e-09 | 3 | 0.985 | 0.04
[5 empty] | 0.045 | -1.6031 | 0.078989 | 0.024939 | 2.3282e-06 | 3.143e-05% | 0.5241% | 1.6472e-09 |  |  |  | 0.045 | -1.6031 | 0.078989 | 0.024939 | 3.2725e-06 | 8.836e-05% | 0.5241% | 4.6304e-09 |  |  | 0.045 | -1.6031 | 0.078989 | 0.024939 | 3.9644e-06 | 0.0002141% | 0.5241% | 1.1219e-08 | 4 | 0.985 | 0.045
[5 empty] | 0.05 | -1.5425 | 0.085946 | 0.028677 | 2.6772e-06 | 3.614e-05% | 0.5213% | 1.8841e-09 |  |  |  | 0.05 | -1.5425 | 0.085946 | 0.028677 | 3.7629e-06 | 0.0001016% | 0.5213% | 5.2963e-09 |  |  | 0.05 | -1.5425 | 0.085946 | 0.028677 | 4.5586e-06 | 0.0002462% | 0.5213% | 1.2832e-08 | 5 | 0.99 | 0.05
[5 empty] | 0.055 | -1.4865 | 0.092701 | 0.032624 | 3.0456e-06 | 4.112e-05% | 0.5191% | 2.1341e-09 |  |  |  | 0.055 | -1.4865 | 0.092701 | 0.032624 | 4.2807e-06 | 0.0001156% | 0.5191% | 5.9993e-09 |  |  | 0.055 | -1.4865 | 0.092701 | 0.032624 | 5.1859e-06 | 0.00028% | 0.5191% | 1.4536e-08 | 6 | 0.99 | 0.055
[5 empty] | 0.06 | -1.4344 | 0.099269 | 0.036782 | 3.4338e-06 | 4.636e-05% | 0.5172% | 2.3977e-09 |  |  |  | 0.06 | -1.4344 | 0.099269 | 0.036782 | 4.8264e-06 | 0.0001303% | 0.5172% | 6.7401e-09 |  |  | 0.06 | -1.4344 | 0.099269 | 0.036782 | 5.8469e-06 | 0.0003157% | 0.5172% | 1.6331e-08 | 7 | 0.99 | 0.06
[5 empty] | 0.065 | -1.3856 | 0.10566 | 0.041157 | 3.8422e-06 | 5.187e-05% | 0.5157% | 2.6749e-09 |  |  |  | 0.065 | -1.3856 | 0.10566 | 0.041157 | 5.4004e-06 | 0.0001458% | 0.5157% | 7.5194e-09 |  |  | 0.065 | -1.3856 | 0.10566 | 0.041157 | 6.5424e-06 | 0.0003533% | 0.5157% | 1.8219e-08 |  |  | 0.065
[5 empty] | 0.07 | -1.3396 | 0.11189 | 0.045752 | 4.2713e-06 | 5.766e-05% | 0.5144% | 2.9661e-09 |  |  |  | 0.07 | -1.3396 | 0.11189 | 0.045752 | 6.0035e-06 | 0.0001621% | 0.5144% | 8.3379e-09 |  |  | 0.07 | -1.3396 | 0.11189 | 0.045752 | 7.2729e-06 | 0.0003927% | 0.5144% | 2.0202e-08 | 0 | 0.96 | 0.07
[5 empty] | 0.075 | -1.2961 | 0.11796 | 0.050574 | 4.7214e-06 | 6.374e-05% | 0.5133% | 3.2715e-09 |  |  |  | 0.075 | -1.2961 | 0.11796 | 0.050574 | 6.6361e-06 | 0.0001792% | 0.5133% | 9.1966e-09 |  |  | 0.075 | -1.2961 | 0.11796 | 0.050574 | 8.0393e-06 | 0.0004341% | 0.5133% | 2.2282e-08 | 1 | 0.02 | 0.075
[5 empty] | 0.08 | -1.2547 | 0.12389 | 0.055626 | 5.193e-06 | 7.011e-05% | 0.5123% | 3.5915e-09 |  |  |  | 0.08 | -1.2547 | 0.12389 | 0.055626 | 7.299e-06 | 0.0001971% | 0.5123% | 1.0096e-08 |  |  | 0.08 | -1.2547 | 0.12389 | 0.055626 | 8.8424e-06 | 0.0004775% | 0.5123% | 2.4462e-08 | 2 | 0.005 | 0.08
[5 empty] | 0.085 | -1.2153 | 0.12967 | 0.060914 | 5.6867e-06 | 7.677e-05% | 0.5115% | 3.9264e-09 |  |  |  | 0.085 | -1.2153 | 0.12967 | 0.060914 | 7.9929e-06 | 0.0002158% | 0.5115% | 1.1038e-08 |  |  | 0.085 | -1.2153 | 0.12967 | 0.060914 | 9.6831e-06 | 0.0005229% | 0.5115% | 2.6743e-08 | 3 | 0 | 0.085
[5 empty] | 0.09 | -1.1775 | 0.13533 | 0.066444 | 6.203e-06 | 8.374e-05% | 0.5107% | 4.2766e-09 |  |  |  | 0.09 | -1.1775 | 0.13533 | 0.066444 | 8.7186e-06 | 0.0002354% | 0.5107% | 1.2022e-08 |  |  | 0.09 | -1.1775 | 0.13533 | 0.066444 | 1.0562e-05 | 0.0005704% | 0.5107% | 2.9128e-08 | 4 | 0.005 | 0.09
[5 empty] | 0.095 | -1.1413 | 0.14085 | 0.072222 | 6.7423e-06 | 9.102e-05% | 0.51% | 4.6424e-09 |  |  |  | 0.095 | -1.1413 | 0.14085 | 0.072222 | 9.4767e-06 | 0.0002559% | 0.51% | 1.305e-08 |  |  | 0.095 | -1.1413 | 0.14085 | 0.072222 | 1.1481e-05 | 0.0006199% | 0.51% | 3.1619e-08 | 5 | 0 | 0.095
[5 empty] | 0.1 | -1.1065 | 0.14625 | 0.078253 | 7.3054e-06 | 9.862e-05% | 0.5094% | 5.0241e-09 |  |  |  | 0.1 | -1.1065 | 0.14625 | 0.078253 | 1.0268e-05 | 0.0002772% | 0.5094% | 1.4123e-08 |  |  | 0.1 | -1.1065 | 0.14625 | 0.078253 | 1.2439e-05 | 0.0006717% | 0.5094% | 3.4219e-08 | 6 | 0 | 0.1
[5 empty] | 0.105 | -1.0729 | 0.15153 | 0.084544 | 7.8927e-06 | 0.0001066% | 0.5089% | 5.4223e-09 |  |  |  | 0.105 | -1.0729 | 0.15153 | 0.084544 | 1.1094e-05 | 0.0002995% | 0.5089% | 1.5243e-08 |  |  | 0.105 | -1.0729 | 0.15153 | 0.084544 | 1.3439e-05 | 0.0007257% | 0.5089% | 3.6931e-08 | 7+ | 0.01 | 0.105
[5 empty] | 0.11 | -1.0405 | 0.1567 | 0.091102 | 8.5049e-06 | 0.0001148% | 0.5084% | 5.8372e-09 |  |  |  | 0.11 | -1.0405 | 0.1567 | 0.091102 | 1.1954e-05 | 0.0003228% | 0.5084% | 1.6409e-08 |  |  | 0.11 | -1.0405 | 0.1567 | 0.091102 | 1.4482e-05 | 0.000782% | 0.5084% | 3.9757e-08 |  |  | 0.11
[5 empty] | 0.115 | -1.0091 | 0.16175 | 0.097934 | 9.1427e-06 | 0.0001234% | 0.508% | 6.2695e-09 |  |  |  | 0.115 | -1.0091 | 0.16175 | 0.097934 | 1.285e-05 | 0.000347% | 0.508% | 1.7624e-08 |  |  | 0.115 | -1.0091 | 0.16175 | 0.097934 | 1.5568e-05 | 0.0008407% | 0.508% | 4.2701e-08 |  |  | 0.115
[5 empty] | 0.12 | -0.97862 | 0.1667 | 0.10505 | 9.8066e-06 | 0.0001324% | 0.5075% | 6.7194e-09 |  |  |  | 0.12 | -0.97862 | 0.1667 | 0.10505 | 1.3784e-05 | 0.0003722% | 0.5075% | 1.8889e-08 |  |  | 0.12 | -0.97862 | 0.1667 | 0.10505 | 1.6698e-05 | 0.0009017% | 0.5075% | 4.5766e-08 |  |  | 0.12
[5 empty] | 0.125 | -0.94906 | 0.17154 | 0.11245 | 1.0497e-05 | 0.0001417% | 0.5072% | 7.1874e-09 |  |  |  | 0.125 | -0.94906 | 0.17154 | 0.11245 | 1.4755e-05 | 0.0003984% | 0.5072% | 2.0204e-08 |  |  | 0.125 | -0.94906 | 0.17154 | 0.11245 | 1.7875e-05 | 0.0009652% | 0.5072% | 4.8953e-08 |  |  | 0.125
[5 empty] | 0.13 | -0.92031 | 0.17629 | 0.12014 | 1.1216e-05 | 0.0001514% | 0.5068% | 7.6741e-09 |  |  |  | 0.13 | -0.92031 | 0.17629 | 0.12014 | 1.5765e-05 | 0.0004256% | 0.5068% | 2.1573e-08 |  |  | 0.13 | -0.92031 | 0.17629 | 0.12014 | 1.9098e-05 | 0.001031% | 0.5068% | 5.2268e-08 |  |  | 0.13
[5 empty] | 0.135 | -0.89231 | 0.18093 | 0.12814 | 1.1963e-05 | 0.0001615% | 0.5065% | 8.1799e-09 |  |  |  | 0.135 | -0.89231 | 0.18093 | 0.12814 | 1.6814e-05 | 0.000454% | 0.5065% | 2.2994e-08 |  |  | 0.135 | -0.89231 | 0.18093 | 0.12814 | 2.037e-05 | 0.0011% | 0.5065% | 5.5713e-08 |  |  | 0.135
[5 empty] | 0.14 | -0.86502 | 0.18548 | 0.13645 | 1.2739e-05 | 0.000172% | 0.5062% | 8.7054e-09 |  |  |  | 0.14 | -0.86502 | 0.18548 | 0.13645 | 1.7905e-05 | 0.0004834% | 0.5062% | 2.4472e-08 |  |  | 0.14 | -0.86502 | 0.18548 | 0.13645 | 2.1691e-05 | 0.001171% | 0.5062% | 5.9292e-08 |  |  | 0.14
[5 empty] | 0.145 | -0.83838 | 0.18994 | 0.14508 | 1.3544e-05 | 0.0001828% | 0.5059% | 9.251e-09 |  |  |  | 0.145 | -0.83838 | 0.18994 | 0.14508 | 1.9037e-05 | 0.000514% | 0.5059% | 2.6005e-08 |  |  | 0.145 | -0.83838 | 0.18994 | 0.14508 | 2.3063e-05 | 0.001245% | 0.5059% | 6.3008e-08 |  |  | 0.145
[5 empty] | 0.15 | -0.81236 | 0.1943 | 0.15404 | 1.4381e-05 | 0.0001941% | 0.5057% | 9.8173e-09 |  |  |  | 0.15 | -0.81236 | 0.1943 | 0.15404 | 2.0213e-05 | 0.0005457% | 0.5057% | 2.7597e-08 |  |  | 0.15 | -0.81236 | 0.1943 | 0.15404 | 2.4487e-05 | 0.001322% | 0.5057% | 6.6866e-08 |  |  | 0.15
[5 empty] | 0.155 | -0.7869 | 0.19857 | 0.16334 | 1.5249e-05 | 0.0002059% | 0.5054% | 1.0405e-08 |  |  |  | 0.155 | -0.7869 | 0.19857 | 0.16334 | 2.1433e-05 | 0.0005787% | 0.5054% | 2.9249e-08 |  |  | 0.155 | -0.7869 | 0.19857 | 0.16334 | 2.5965e-05 | 0.001402% | 0.5054% | 7.0868e-08 |  |  | 0.155
[5 empty] | 0.16 | -0.76199 | 0.20276 | 0.17299 | 1.6149e-05 | 0.000218% | 0.5052% | 1.1015e-08 |  |  |  | 0.16 | -0.76199 | 0.20276 | 0.17299 | 2.2699e-05 | 0.0006129% | 0.5052% | 3.0963e-08 |  |  | 0.16 | -0.76199 | 0.20276 | 0.17299 | 2.7498e-05 | 0.001485% | 0.5052% | 7.502e-08 |  |  | 0.16
[5 empty] | 0.165 | -0.73757 | 0.20686 | 0.18299 | 1.7083e-05 | 0.0002306% | 0.505% | 1.1647e-08 |  |  |  | 0.165 | -0.73757 | 0.20686 | 0.18299 | 2.4011e-05 | 0.0006483% | 0.505% | 3.274e-08 |  |  | 0.165 | -0.73757 | 0.20686 | 0.18299 | 2.9088e-05 | 0.001571% | 0.505% | 7.9324e-08 |  |  | 0.165
[5 empty] | 0.17 | -0.71363 | 0.21088 | 0.19336 | 1.8051e-05 | 0.0002437% | 0.5048% | 1.2302e-08 |  |  |  | 0.17 | -0.71363 | 0.21088 | 0.19336 | 2.5372e-05 | 0.000685% | 0.5048% | 3.4581e-08 |  |  | 0.17 | -0.71363 | 0.21088 | 0.19336 | 3.0737e-05 | 0.00166% | 0.5048% | 8.3787e-08 |  |  | 0.17
[5 empty] | 0.175 | -0.69014 | 0.21481 | 0.20411 | 1.9054e-05 | 0.0002572% | 0.5046% | 1.2981e-08 |  |  |  | 0.175 | -0.69014 | 0.21481 | 0.20411 | 2.6782e-05 | 0.0007231% | 0.5046% | 3.649e-08 |  |  | 0.175 | -0.69014 | 0.21481 | 0.20411 | 3.2445e-05 | 0.001752% | 0.5046% | 8.8411e-08 |  |  | 0.175
[5 empty] | 0.18 | -0.66707 | 0.21867 | 0.21524 | 2.0094e-05 | 0.0002713% | 0.5044% | 1.3684e-08 |  |  |  | 0.18 | -0.66707 | 0.21867 | 0.21524 | 2.8243e-05 | 0.0007626% | 0.5044% | 3.8467e-08 |  |  | 0.18 | -0.66707 | 0.21867 | 0.21524 | 3.4215e-05 | 0.001848% | 0.5044% | 9.3201e-08 |  |  | 0.18
[5 empty] | 0.185 | -0.6444 | 0.22244 | 0.22678 | 2.1171e-05 | 0.0002858% | 0.5043% | 1.4412e-08 |  |  |  | 0.185 | -0.6444 | 0.22244 | 0.22678 | 2.9757e-05 | 0.0008034% | 0.5043% | 4.0515e-08 |  |  | 0.185 | -0.6444 | 0.22244 | 0.22678 | 3.6049e-05 | 0.001947% | 0.5043% | 9.8163e-08 |  |  | 0.185
[5 empty] | 0.19 | -0.62211 | 0.22614 | 0.23872 | 2.2286e-05 | 0.0003009% | 0.5041% | 1.5167e-08 |  |  |  | 0.19 | -0.62211 | 0.22614 | 0.23872 | 3.1324e-05 | 0.0008457% | 0.5041% | 4.2635e-08 |  |  | 0.19 | -0.62211 | 0.22614 | 0.23872 | 3.7947e-05 | 0.002049% | 0.5041% | 1.033e-07 |  |  | 0.19
[5 empty] | 0.195 | -0.60018 | 0.22976 | 0.25109 | 2.344e-05 | 0.0003164% | 0.504% | 1.5948e-08 |  |  |  | 0.195 | -0.60018 | 0.22976 | 0.25109 | 3.2947e-05 | 0.0008896% | 0.504% | 4.483e-08 |  |  | 0.195 | -0.60018 | 0.22976 | 0.25109 | 3.9913e-05 | 0.002155% | 0.504% | 1.0862e-07 |  |  | 0.195
[5 empty] | 0.2 | -0.57858 | 0.2333 | 0.26389 | 2.4635e-05 | 0.0003326% | 0.5038% | 1.6756e-08 |  |  |  | 0.2 | -0.57858 | 0.2333 | 0.26389 | 3.4626e-05 | 0.0009349% | 0.5038% | 4.7103e-08 |  |  | 0.2 | -0.57858 | 0.2333 | 0.26389 | 4.1948e-05 | 0.002265% | 0.5038% | 1.1412e-07 |  |  | 0.2
[5 empty] | 0.205 | -0.55731 | 0.23677 | 0.27714 | 2.5872e-05 | 0.0003493% | 0.5037% | 1.7592e-08 |  |  |  | 0.205 | -0.55731 | 0.23677 | 0.27714 | 3.6365e-05 | 0.0009818% | 0.5037% | 4.9454e-08 |  |  | 0.205 | -0.55731 | 0.23677 | 0.27714 | 4.4054e-05 | 0.002379% | 0.5037% | 1.1982e-07 |  |  | 0.205
[5 empty] | 0.21 | -0.53634 | 0.24017 | 0.29084 | 2.7152e-05 | 0.0003665% | 0.5036% | 1.8458e-08 |  |  |  | 0.21 | -0.53634 | 0.24017 | 0.29084 | 3.8163e-05 | 0.00103% | 0.5036% | 5.1887e-08 |  |  | 0.21 | -0.53634 | 0.24017 | 0.29084 | 4.6233e-05 | 0.002497% | 0.5036% | 1.2572e-07 |  |  | 0.21
[5 empty] | 0.215 | -0.51567 | 0.24349 | 0.30502 | 2.8476e-05 | 0.0003844% | 0.5034% | 1.9353e-08 |  |  |  | 0.215 | -0.51567 | 0.24349 | 0.30502 | 4.0024e-05 | 0.001081% | 0.5034% | 5.4403e-08 |  |  | 0.215 | -0.51567 | 0.24349 | 0.30502 | 4.8487e-05 | 0.002618% | 0.5034% | 1.3181e-07 |  |  | 0.215
[5 empty] | 0.22 | -0.49527 | 0.24674 | 0.31969 | 2.9845e-05 | 0.0004029% | 0.5033% | 2.0279e-08 |  |  |  | 0.22 | -0.49527 | 0.24674 | 0.31969 | 4.1949e-05 | 0.001133% | 0.5033% | 5.7006e-08 |  |  | 0.22 | -0.49527 | 0.24674 | 0.31969 | 5.0819e-05 | 0.002744% | 0.5033% | 1.3812e-07 |  |  | 0.22
[5 empty] | 0.225 | -0.47513 | 0.24993 | 0.33486 | 3.1261e-05 | 0.000422% | 0.5032% | 2.1236e-08 |  |  |  | 0.225 | -0.47513 | 0.24993 | 0.33486 | 4.3939e-05 | 0.001186% | 0.5032% | 5.9697e-08 |  |  | 0.225 | -0.47513 | 0.24993 | 0.33486 | 5.323e-05 | 0.002874% | 0.5032% | 1.4464e-07 |  |  | 0.225
[5 empty] | 0.23 | -0.45525 | 0.25304 | 0.35055 | 3.2726e-05 | 0.0004418% | 0.5031% | 2.2226e-08 |  |  |  | 0.23 | -0.45525 | 0.25304 | 0.35055 | 4.5998e-05 | 0.001242% | 0.5031% | 6.248e-08 |  |  | 0.23 | -0.45525 | 0.25304 | 0.35055 | 5.5724e-05 | 0.003009% | 0.5031% | 1.5138e-07 |  |  | 0.23
[5 empty] | 0.235 | -0.43561 | 0.25608 | 0.36677 | 3.424e-05 | 0.0004622% | 0.503% | 2.325e-08 |  |  |  | 0.235 | -0.43561 | 0.25608 | 0.36677 | 4.8126e-05 | 0.001299% | 0.503% | 6.5357e-08 |  |  | 0.235 | -0.43561 | 0.25608 | 0.36677 | 5.8302e-05 | 0.003148% | 0.503% | 1.5835e-07 |  |  | 0.235
[5 empty] | 0.24 | -0.4162 | 0.25906 | 0.38353 | 3.5805e-05 | 0.0004834% | 0.5029% | 2.4308e-08 |  |  |  | 0.24 | -0.4162 | 0.25906 | 0.38353 | 5.0325e-05 | 0.001359% | 0.5029% | 6.8331e-08 |  |  | 0.24 | -0.4162 | 0.25906 | 0.38353 | 6.0967e-05 | 0.003292% | 0.5029% | 1.6556e-07 |  |  | 0.24
[5 empty] | 0.245 | -0.39701 | 0.26197 | 0.40086 | 3.7423e-05 | 0.0005052% | 0.5028% | 2.5401e-08 |  |  |  | 0.245 | -0.39701 | 0.26197 | 0.40086 | 5.2599e-05 | 0.00142% | 0.5028% | 7.1404e-08 |  |  | 0.245 | -0.39701 | 0.26197 | 0.40086 | 6.3722e-05 | 0.003441% | 0.5028% | 1.73e-07 |  |  | 0.245
[5 empty] | 0.25 | -0.37802 | 0.26481 | 0.41877 | 3.9095e-05 | 0.0005278% | 0.5027% | 2.6531e-08 |  |  |  | 0.25 | -0.37802 | 0.26481 | 0.41877 | 5.4949e-05 | 0.001484% | 0.5027% | 7.4581e-08 |  |  | 0.25 | -0.37802 | 0.26481 | 0.41877 | 6.6569e-05 | 0.003595% | 0.5027% | 1.807e-07 |  |  | 0.25
[5 empty] | 0.255 | -0.35924 | 0.26759 | 0.43728 | 4.0822e-05 | 0.0005511% | 0.5026% | 2.7699e-08 |  |  |  | 0.255 | -0.35924 | 0.26759 | 0.43728 | 5.7378e-05 | 0.001549% | 0.5026% | 7.7863e-08 |  |  | 0.255 | -0.35924 | 0.26759 | 0.43728 | 6.9511e-05 | 0.003754% | 0.5026% | 1.8865e-07 |  |  | 0.255
[5 empty] | 0.26 | -0.34065 | 0.2703 | 0.4564 | 4.2608e-05 | 0.0005752% | 0.5025% | 2.8905e-08 |  |  |  | 0.26 | -0.34065 | 0.2703 | 0.4564 | 5.9887e-05 | 0.001617% | 0.5025% | 8.1254e-08 |  |  | 0.26 | -0.34065 | 0.2703 | 0.4564 | 7.2551e-05 | 0.003918% | 0.5025% | 1.9687e-07 |  |  | 0.26
[5 empty] | 0.265 | -0.32224 | 0.27295 | 0.47616 | 4.4453e-05 | 0.0006001% | 0.5024% | 3.0151e-08 |  |  |  | 0.265 | -0.32224 | 0.27295 | 0.47616 | 6.248e-05 | 0.001687% | 0.5024% | 8.4758e-08 |  |  | 0.265 | -0.32224 | 0.27295 | 0.47616 | 7.5692e-05 | 0.004087% | 0.5024% | 2.0536e-07 |  |  | 0.265
[5 empty] | 0.27 | -0.30401 | 0.27554 | 0.49658 | 4.6358e-05 | 0.0006258% | 0.5024% | 3.1439e-08 |  |  |  | 0.27 | -0.30401 | 0.27554 | 0.49658 | 6.5159e-05 | 0.001759% | 0.5024% | 8.8378e-08 |  |  | 0.27 | -0.30401 | 0.27554 | 0.49658 | 7.8937e-05 | 0.004263% | 0.5024% | 2.1413e-07 |  |  | 0.27
[5 empty] | 0.275 | -0.28595 | 0.27806 | 0.51767 | 4.8327e-05 | 0.0006524% | 0.5023% | 3.2769e-08 |  |  |  | 0.275 | -0.28595 | 0.27806 | 0.51767 | 6.7926e-05 | 0.001834% | 0.5023% | 9.2116e-08 |  |  | 0.275 | -0.28595 | 0.27806 | 0.51767 | 8.229e-05 | 0.004444% | 0.5023% | 2.2319e-07 |  |  | 0.275
[5 empty] | 0.28 | -0.26805 | 0.28052 | 0.53945 | 5.0361e-05 | 0.0006799% | 0.5022% | 3.4143e-08 |  |  |  | 0.28 | -0.26805 | 0.28052 | 0.53945 | 7.0785e-05 | 0.001911% | 0.5022% | 9.5978e-08 |  |  | 0.28 | -0.26805 | 0.28052 | 0.53945 | 8.5753e-05 | 0.004631% | 0.5022% | 2.3254e-07 |  |  | 0.28
[5 empty] | 0.285 | -0.2503 | 0.28292 | 0.56196 | 5.2462e-05 | 0.0007082% | 0.5021% | 3.5562e-08 |  |  |  | 0.285 | -0.2503 | 0.28292 | 0.56196 | 7.3738e-05 | 0.001991% | 0.5021% | 9.9967e-08 |  |  | 0.285 | -0.2503 | 0.28292 | 0.56196 | 8.933e-05 | 0.004824% | 0.5021% | 2.4221e-07 |  |  | 0.285
[5 empty] | 0.29 | -0.2327 | 0.28525 | 0.5852 | 5.4631e-05 | 0.0007375% | 0.502% | 3.7027e-08 |  |  |  | 0.29 | -0.2327 | 0.28525 | 0.5852 | 7.6787e-05 | 0.002073% | 0.502% | 1.0409e-07 |  |  | 0.29 | -0.2327 | 0.28525 | 0.5852 | 9.3024e-05 | 0.005023% | 0.502% | 2.5219e-07 |  |  | 0.29
[5 empty] | 0.295 | -0.21524 | 0.28753 | 0.6092 | 5.6872e-05 | 0.0007678% | 0.502% | 3.8541e-08 |  |  |  | 0.295 | -0.21524 | 0.28753 | 0.6092 | 7.9937e-05 | 0.002158% | 0.502% | 1.0834e-07 |  |  | 0.295 | -0.21524 | 0.28753 | 0.6092 | 9.684e-05 | 0.005229% | 0.502% | 2.625e-07 |  |  | 0.295
[5 empty] | 0.3 | -0.19792 | 0.28974 | 0.63399 | 5.9187e-05 | 0.000799% | 0.5019% | 4.0104e-08 |  |  |  | 0.3 | -0.19792 | 0.28974 | 0.63399 | 8.319e-05 | 0.002246% | 0.5019% | 1.1273e-07 |  |  | 0.3 | -0.19792 | 0.28974 | 0.63399 | 0.00010078 | 0.005442% | 0.5019% | 2.7314e-07 |  |  | 0.3
[5 empty] | 0.305 | -0.18072 | 0.2919 | 0.65959 | 6.1577e-05 | 0.0008313% | 0.5018% | 4.1718e-08 |  |  |  | 0.305 | -0.18072 | 0.2919 | 0.65959 | 8.6549e-05 | 0.002337% | 0.5018% | 1.1727e-07 |  |  | 0.305 | -0.18072 | 0.2919 | 0.65959 | 0.00010485 | 0.005662% | 0.5018% | 2.8413e-07 |  |  | 0.305
[5 empty] | 0.31 | -0.16366 | 0.29399 | 0.68603 | 6.4045e-05 | 0.0008646% | 0.5018% | 4.3384e-08 |  |  |  | 0.31 | -0.16366 | 0.29399 | 0.68603 | 9.0018e-05 | 0.00243% | 0.5018% | 1.2196e-07 |  |  | 0.31 | -0.16366 | 0.29399 | 0.68603 | 0.00010905 | 0.005889% | 0.5018% | 2.9548e-07 |  |  | 0.31
[5 empty] | 0.315 | -0.14671 | 0.29603 | 0.71333 | 6.6594e-05 | 0.000899% | 0.5017% | 4.5105e-08 |  |  |  | 0.315 | -0.14671 | 0.29603 | 0.71333 | 9.3601e-05 | 0.002527% | 0.5017% | 1.2679e-07 |  |  | 0.315 | -0.14671 | 0.29603 | 0.71333 | 0.00011339 | 0.006123% | 0.5017% | 3.072e-07 |  |  | 0.315
[5 empty] | 0.32 | -0.12987 | 0.29801 | 0.74152 | 6.9226e-05 | 0.0009345% | 0.5017% | 4.6882e-08 |  |  |  | 0.32 | -0.12987 | 0.29801 | 0.74152 | 9.73e-05 | 0.002627% | 0.5017% | 1.3179e-07 |  |  | 0.32 | -0.12987 | 0.29801 | 0.74152 | 0.00011787 | 0.006365% | 0.5017% | 3.1931e-07 |  |  | 0.32
[5 empty] | 0.325 | -0.11315 | 0.29993 | 0.77064 | 7.1943e-05 | 0.0009712% | 0.5016% | 4.8717e-08 |  |  |  | 0.325 | -0.11315 | 0.29993 | 0.77064 | 0.00010112 | 0.00273% | 0.5016% | 1.3695e-07 |  |  | 0.325 | -0.11315 | 0.29993 | 0.77064 | 0.0001225 | 0.006615% | 0.5016% | 3.318e-07 |  |  | 0.325
[5 empty] | 0.33 | -0.096532 | 0.30179 | 0.8007 | 7.475e-05 | 0.001009% | 0.5015% | 5.0611e-08 |  |  |  | 0.33 | -0.096532 | 0.30179 | 0.8007 | 0.00010506 | 0.002837% | 0.5015% | 1.4227e-07 |  |  | 0.33 | -0.096532 | 0.30179 | 0.8007 | 0.00012728 | 0.006873% | 0.5015% | 3.447e-07 |  |  | 0.33
[5 empty] | 0.335 | -0.080014 | 0.30359 | 0.83174 | 7.7647e-05 | 0.001048% | 0.5015% | 5.2567e-08 |  |  |  | 0.335 | -0.080014 | 0.30359 | 0.83174 | 0.00010914 | 0.002947% | 0.5015% | 1.4777e-07 |  |  | 0.335 | -0.080014 | 0.30359 | 0.83174 | 0.00013221 | 0.007139% | 0.5015% | 3.5803e-07 |  |  | 0.335
[5 empty] | 0.34 | -0.063592 | 0.30534 | 0.86379 | 8.064e-05 | 0.001089% | 0.5014% | 5.4587e-08 |  |  |  | 0.34 | -0.063592 | 0.30534 | 0.86379 | 0.00011334 | 0.00306% | 0.5014% | 1.5345e-07 |  |  | 0.34 | -0.063592 | 0.30534 | 0.86379 | 0.00013731 | 0.007414% | 0.5014% | 3.7178e-07 |  |  | 0.34
[5 empty] | 0.345 | -0.047262 | 0.30703 | 0.89689 | 8.373e-05 | 0.00113% | 0.5014% | 5.6672e-08 |  |  |  | 0.345 | -0.047262 | 0.30703 | 0.89689 | 0.00011769 | 0.003177% | 0.5014% | 1.5931e-07 |  |  | 0.345 | -0.047262 | 0.30703 | 0.89689 | 0.00014257 | 0.007699% | 0.5014% | 3.8598e-07 |  |  | 0.345
[5 empty] | 0.35 | -0.031021 | 0.30867 | 0.93106 | 8.692e-05 | 0.001173% | 0.5013% | 5.8826e-08 |  |  |  | 0.35 | -0.031021 | 0.30867 | 0.93106 | 0.00012217 | 0.003299% | 0.5013% | 1.6536e-07 |  |  | 0.35 | -0.031021 | 0.30867 | 0.93106 | 0.000148 | 0.007992% | 0.5013% | 4.0065e-07 |  |  | 0.35
[5 empty] | 0.355 | -0.014864 | 0.31024 | 0.96635 | 9.0215e-05 | 0.001218% | 0.5013% | 6.1049e-08 |  |  |  | 0.355 | -0.014864 | 0.31024 | 0.96635 | 0.0001268 | 0.003424% | 0.5013% | 1.7161e-07 |  |  | 0.355 | -0.014864 | 0.31024 | 0.96635 | 0.00015361 | 0.008295% | 0.5013% | 4.1579e-07 |  |  | 0.355
[5 empty] | 0.36 | 0.0012132 | 0.31176 | 1.0028 | 9.3617e-05 | 0.001264% | 0.5012% | 6.3345e-08 |  |  |  | 0.36 | 0.0012132 | 0.31176 | 1.0028 | 0.00013158 | 0.003553% | 0.5012% | 1.7807e-07 |  |  | 0.36 | 0.0012132 | 0.31176 | 1.0028 | 0.00015941 | 0.008608% | 0.5012% | 4.3143e-07 |  |  | 0.36
[5 empty] | 0.365 | 0.017213 | 0.31323 | 1.0404 | 9.713e-05 | 0.001311% | 0.5012% | 6.5715e-08 |  |  |  | 0.365 | 0.017213 | 0.31323 | 1.0404 | 0.00013652 | 0.003686% | 0.5012% | 1.8473e-07 |  |  | 0.365 | 0.017213 | 0.31323 | 1.0404 | 0.00016539 | 0.008931% | 0.5012% | 4.4757e-07 |  |  | 0.365
[5 empty] | 0.37 | 0.03314 | 0.31464 | 1.0793 | 0.00010076 | 0.00136% | 0.5011% | 6.8163e-08 |  |  |  | 0.37 | 0.03314 | 0.31464 | 1.0793 | 0.00014162 | 0.003824% | 0.5011% | 1.9161e-07 |  |  | 0.37 | 0.03314 | 0.31464 | 1.0793 | 0.00017157 | 0.009264% | 0.5011% | 4.6424e-07 |  |  | 0.37
[5 empty] | 0.375 | 0.048997 | 0.316 | 1.1194 | 0.00010451 | 0.001411% | 0.5011% | 7.0691e-08 |  |  |  | 0.375 | 0.048997 | 0.316 | 1.1194 | 0.00014689 | 0.003966% | 0.5011% | 1.9872e-07 |  |  | 0.375 | 0.048997 | 0.316 | 1.1194 | 0.00017795 | 0.009609% | 0.5011% | 4.8146e-07 |  |  | 0.375
[5 empty] | 0.38 | 0.064787 | 0.3173 | 1.1609 | 0.00010837 | 0.001463% | 0.501% | 7.3302e-08 |  |  |  | 0.38 | 0.064787 | 0.3173 | 1.1609 | 0.00015233 | 0.004113% | 0.501% | 2.0606e-07 |  |  | 0.38 | 0.064787 | 0.3173 | 1.1609 | 0.00018454 | 0.009964% | 0.501% | 4.9924e-07 |  |  | 0.38
[5 empty] | 0.385 | 0.080514 | 0.31854 | 1.2037 | 0.00011237 | 0.001517% | 0.501% | 7.5998e-08 |  |  |  | 0.385 | 0.080514 | 0.31854 | 1.2037 | 0.00015794 | 0.004264% | 0.501% | 2.1363e-07 |  |  | 0.385 | 0.080514 | 0.31854 | 1.2037 | 0.00019134 | 0.01033% | 0.501% | 5.176e-07 |  |  | 0.385
[5 empty] | 0.39 | 0.096181 | 0.31973 | 1.2479 | 0.0001165 | 0.001573% | 0.5009% | 7.8782e-08 |  |  |  | 0.39 | 0.096181 | 0.31973 | 1.2479 | 0.00016374 | 0.004421% | 0.5009% | 2.2146e-07 |  |  | 0.39 | 0.096181 | 0.31973 | 1.2479 | 0.00019837 | 0.01071% | 0.5009% | 5.3656e-07 |  |  | 0.39
[5 empty] | 0.395 | 0.11179 | 0.32087 | 1.2936 | 0.00012076 | 0.00163% | 0.5009% | 8.1658e-08 |  |  |  | 0.395 | 0.11179 | 0.32087 | 1.2936 | 0.00016974 | 0.004583% | 0.5009% | 2.2954e-07 |  |  | 0.395 | 0.11179 | 0.32087 | 1.2936 | 0.00020563 | 0.0111% | 0.5009% | 5.5615e-07 |  |  | 0.395
[5 empty] | 0.4 | 0.12735 | 0.32195 | 1.3407 | 0.00012517 | 0.00169% | 0.5008% | 8.4628e-08 |  |  |  | 0.4 | 0.12735 | 0.32195 | 1.3407 | 0.00017593 | 0.00475% | 0.5008% | 2.3789e-07 |  |  | 0.4 | 0.12735 | 0.32195 | 1.3407 | 0.00021313 | 0.01151% | 0.5008% | 5.7637e-07 |  |  | 0.4
[5 empty] | 0.405 | 0.14285 | 0.32298 | 1.3895 | 0.00012972 | 0.001751% | 0.5008% | 8.7696e-08 |  |  |  | 0.405 | 0.14285 | 0.32298 | 1.3895 | 0.00018232 | 0.004923% | 0.5008% | 2.4652e-07 |  |  | 0.405 | 0.14285 | 0.32298 | 1.3895 | 0.00022087 | 0.01193% | 0.5008% | 5.9727e-07 |  |  | 0.405
[5 empty] | 0.41 | 0.15831 | 0.32396 | 1.4398 | 0.00013442 | 0.001815% | 0.5007% | 9.0865e-08 |  |  |  | 0.41 | 0.15831 | 0.32396 | 1.4398 | 0.00018893 | 0.005101% | 0.5007% | 2.5543e-07 |  |  | 0.41 | 0.15831 | 0.32396 | 1.4398 | 0.00022888 | 0.01236% | 0.5007% | 6.1885e-07 |  |  | 0.41
[5 empty] | 0.415 | 0.17372 | 0.32488 | 1.4918 | 0.00013927 | 0.00188% | 0.5007% | 9.414e-08 |  |  |  | 0.415 | 0.17372 | 0.32488 | 1.4918 | 0.00019575 | 0.005285% | 0.5007% | 2.6463e-07 |  |  | 0.415 | 0.17372 | 0.32488 | 1.4918 | 0.00023715 | 0.01281% | 0.5007% | 6.4115e-07 |  |  | 0.415
[5 empty] | 0.42 | 0.18909 | 0.32574 | 1.5456 | 0.00014429 | 0.001948% | 0.5007% | 9.7523e-08 |  |  |  | 0.42 | 0.18909 | 0.32574 | 1.5456 | 0.0002028 | 0.005476% | 0.5007% | 2.7414e-07 |  |  | 0.42 | 0.18909 | 0.32574 | 1.5456 | 0.00024569 | 0.01327% | 0.5007% | 6.6419e-07 |  |  | 0.42
[5 empty] | 0.425 | 0.20442 | 0.32656 | 1.6011 | 0.00014947 | 0.002018% | 0.5006% | 1.0102e-07 |  |  |  | 0.425 | 0.20442 | 0.32656 | 1.6011 | 0.00021009 | 0.005672% | 0.5006% | 2.8397e-07 |  |  | 0.425 | 0.20442 | 0.32656 | 1.6011 | 0.00025452 | 0.01374% | 0.5006% | 6.8799e-07 |  |  | 0.425
[5 empty] | 0.43 | 0.21971 | 0.32732 | 1.6585 | 0.00015483 | 0.00209% | 0.5006% | 1.0463e-07 |  |  |  | 0.43 | 0.21971 | 0.32732 | 1.6585 | 0.00021762 | 0.005876% | 0.5006% | 2.9412e-07 |  |  | 0.43 | 0.21971 | 0.32732 | 1.6585 | 0.00026364 | 0.01424% | 0.5006% | 7.1259e-07 |  |  | 0.43
[5 empty] | 0.435 | 0.23497 | 0.32803 | 1.7178 | 0.00016037 | 0.002165% | 0.5005% | 1.0836e-07 |  |  |  | 0.435 | 0.23497 | 0.32803 | 1.7178 | 0.0002254 | 0.006086% | 0.5005% | 3.0461e-07 |  |  | 0.435 | 0.23497 | 0.32803 | 1.7178 | 0.00027307 | 0.01474% | 0.5005% | 7.3801e-07 |  |  | 0.435
[5 empty] | 0.44 | 0.2502 | 0.32868 | 1.7791 | 0.00016609 | 0.002242% | 0.5005% | 1.1222e-07 |  |  |  | 0.44 | 0.2502 | 0.32868 | 1.7791 | 0.00023345 | 0.006303% | 0.5005% | 3.1545e-07 |  |  | 0.44 | 0.2502 | 0.32868 | 1.7791 | 0.00028281 | 0.01527% | 0.5005% | 7.6428e-07 |  |  | 0.44
[5 empty] | 0.445 | 0.2654 | 0.32929 | 1.8425 | 0.000172 | 0.002322% | 0.5005% | 1.1621e-07 |  |  |  | 0.445 | 0.2654 | 0.32929 | 1.8425 | 0.00024176 | 0.006527% | 0.5005% | 3.2666e-07 |  |  | 0.445 | 0.2654 | 0.32929 | 1.8425 | 0.00029288 | 0.01581% | 0.5005% | 7.9143e-07 |  |  | 0.445
[5 empty] | 0.45 | 0.28057 | 0.32984 | 1.908 | 0.00017812 | 0.002405% | 0.5004% | 1.2033e-07 |  |  |  | 0.45 | 0.28057 | 0.32984 | 1.908 | 0.00025036 | 0.006759% | 0.5004% | 3.3825e-07 |  |  | 0.45 | 0.28057 | 0.32984 | 1.908 | 0.00030329 | 0.01638% | 0.5004% | 8.195e-07 |  |  | 0.45
[5 empty] | 0.455 | 0.29572 | 0.33033 | 1.9757 | 0.00018444 | 0.00249% | 0.5004% | 1.2459e-07 |  |  |  | 0.455 | 0.29572 | 0.33033 | 1.9757 | 0.00025924 | 0.006999% | 0.5004% | 3.5022e-07 |  |  | 0.455 | 0.29572 | 0.33033 | 1.9757 | 0.00031406 | 0.01696% | 0.5004% | 8.4851e-07 |  |  | 0.455
[5 empty] | 0.46 | 0.31084 | 0.33078 | 2.0457 | 0.00019098 | 0.002578% | 0.5003% | 1.2899e-07 |  |  |  | 0.46 | 0.31084 | 0.33078 | 2.0457 | 0.00026843 | 0.007247% | 0.5003% | 3.6261e-07 |  |  | 0.46 | 0.31084 | 0.33078 | 2.0457 | 0.00032519 | 0.01756% | 0.5003% | 8.7851e-07 |  |  | 0.46
[5 empty] | 0.465 | 0.32595 | 0.33117 | 2.1181 | 0.00019774 | 0.002669% | 0.5003% | 1.3355e-07 |  |  |  | 0.465 | 0.32595 | 0.33117 | 2.1181 | 0.00027793 | 0.007504% | 0.5003% | 3.7541e-07 |  |  | 0.465 | 0.32595 | 0.33117 | 2.1181 | 0.0003367 | 0.01818% | 0.5003% | 9.0953e-07 |  |  | 0.465
[5 empty] | 0.47 | 0.34104 | 0.33151 | 2.193 | 0.00020473 | 0.002764% | 0.5002% | 1.3826e-07 |  |  |  | 0.47 | 0.34104 | 0.33151 | 2.193 | 0.00028776 | 0.007769% | 0.5002% | 3.8865e-07 |  |  | 0.47 | 0.34104 | 0.33151 | 2.193 | 0.0003486 | 0.01882% | 0.5002% | 9.4161e-07 |  |  | 0.47
[5 empty] | 0.475 | 0.35612 | 0.3318 | 2.2705 | 0.00021196 | 0.002861% | 0.5002% | 1.4313e-07 |  |  |  | 0.475 | 0.35612 | 0.3318 | 2.2705 | 0.00029792 | 0.008044% | 0.5002% | 4.0235e-07 |  |  | 0.475 | 0.35612 | 0.3318 | 2.2705 | 0.00036092 | 0.01949% | 0.5002% | 9.7479e-07 |  |  | 0.475
[5 empty] | 0.48 | 0.37118 | 0.33203 | 2.3506 | 0.00021944 | 0.002962% | 0.5002% | 1.4817e-07 |  |  |  | 0.48 | 0.37118 | 0.33203 | 2.3506 | 0.00030844 | 0.008327% | 0.5002% | 4.1651e-07 |  |  | 0.48 | 0.37118 | 0.33203 | 2.3506 | 0.00037366 | 0.02018% | 0.5002% | 1.0091e-06 |  |  | 0.48
[5 empty] | 0.485 | 0.38623 | 0.33222 | 2.4335 | 0.00022718 | 0.003067% | 0.5001% | 1.5339e-07 |  |  |  | 0.485 | 0.38623 | 0.33222 | 2.4335 | 0.00031932 | 0.008621% | 0.5001% | 4.3117e-07 |  |  | 0.485 | 0.38623 | 0.33222 | 2.4335 | 0.00038684 | 0.02089% | 0.5001% | 1.0446e-06 |  |  | 0.485
[5 empty] | 0.49 | 0.40128 | 0.33235 | 2.5193 | 0.00023519 | 0.003175% | 0.5001% | 1.5878e-07 |  |  |  | 0.49 | 0.40128 | 0.33235 | 2.5193 | 0.00033057 | 0.008925% | 0.5001% | 4.4634e-07 |  |  | 0.49 | 0.40128 | 0.33235 | 2.5193 | 0.00040047 | 0.02162% | 0.5001% | 1.0814e-06 |  |  | 0.49
[5 empty] | 0.495 | 0.41632 | 0.33243 | 2.6081 | 0.00024348 | 0.003287% | 0.5001% | 1.6436e-07 |  |  |  | 0.495 | 0.41632 | 0.33243 | 2.6081 | 0.00034222 | 0.00924% | 0.5001% | 4.6203e-07 |  |  | 0.495 | 0.41632 | 0.33243 | 2.6081 | 0.00041459 | 0.02239% | 0.5001% | 1.1194e-06 |  |  | 0.495
[5 empty] | 0.5 | 0.43136 | 0.33245 | 2.7 | 0.00025206 | 0.003403% | 0.5% | 1.7014e-07 |  |  |  | 0.5 | 0.43136 | 0.33245 | 2.7 | 0.00035428 | 0.009565% | 0.5% | 4.7827e-07 |  |  | 0.5 | 0.43136 | 0.33245 | 2.7 | 0.0004292 | 0.02317% | 0.5% | 1.1587e-06 |  |  | 0.5
[5 empty] | 0.505 | 0.4464 | 0.33243 | 2.7951 | 0.00026094 | 0.003523% | 0.5% | 1.7612e-07 |  |  |  | 0.505 | 0.4464 | 0.33243 | 2.7951 | 0.00036677 | 0.009902% | 0.5% | 4.9509e-07 |  |  | 0.505 | 0.4464 | 0.33243 | 2.7951 | 0.00044432 | 0.02399% | 0.5% | 1.1995e-06 |  |  | 0.505
[5 empty] | 0.51 | 0.46145 | 0.33235 | 2.8937 | 0.00027014 | 0.003647% | 0.4999% | 1.8232e-07 |  |  |  | 0.51 | 0.46145 | 0.33235 | 2.8937 | 0.00037969 | 0.01025% | 0.4999% | 5.1249e-07 |  |  | 0.51 | 0.46145 | 0.33235 | 2.8937 | 0.00045998 | 0.02484% | 0.4999% | 1.2416e-06 |  |  | 0.51
[5 empty] | 0.515 | 0.47649 | 0.33222 | 2.9957 | 0.00027966 | 0.003775% | 0.4999% | 1.8873e-07 |  |  |  | 0.515 | 0.47649 | 0.33222 | 2.9957 | 0.00039308 | 0.01061% | 0.4999% | 5.3052e-07 |  |  | 0.515 | 0.47649 | 0.33222 | 2.9957 | 0.0004762 | 0.02571% | 0.4999% | 1.2853e-06 |  |  | 0.515
[5 empty] | 0.52 | 0.49155 | 0.33203 | 3.1013 | 0.00028953 | 0.003909% | 0.4999% | 1.9537e-07 |  |  |  | 0.52 | 0.49155 | 0.33203 | 3.1013 | 0.00040694 | 0.01099% | 0.4999% | 5.4919e-07 |  |  | 0.52 | 0.49155 | 0.33203 | 3.1013 | 0.00049299 | 0.02662% | 0.4999% | 1.3305e-06 |  |  | 0.52
[5 empty] | 0.525 | 0.50661 | 0.3318 | 3.2108 | 0.00029975 | 0.004046% | 0.4998% | 2.0225e-07 |  |  |  | 0.525 | 0.50661 | 0.3318 | 3.2108 | 0.00042131 | 0.01137% | 0.4998% | 5.6852e-07 |  |  | 0.525 | 0.50661 | 0.3318 | 3.2108 | 0.00051039 | 0.02756% | 0.4998% | 1.3774e-06 |  |  | 0.525
[5 empty] | 0.53 | 0.52169 | 0.33151 | 3.3242 | 0.00031033 | 0.004189% | 0.4998% | 2.0938e-07 |  |  |  | 0.53 | 0.52169 | 0.33151 | 3.3242 | 0.00043619 | 0.01178% | 0.4998% | 5.8856e-07 |  |  | 0.53 | 0.52169 | 0.33151 | 3.3242 | 0.00052842 | 0.02853% | 0.4998% | 1.4259e-06 |  |  | 0.53
[5 empty] | 0.535 | 0.53678 | 0.33117 | 3.4417 | 0.00032131 | 0.004338% | 0.4997% | 2.1676e-07 |  |  |  | 0.535 | 0.53678 | 0.33117 | 3.4417 | 0.00045161 | 0.01219% | 0.4997% | 6.0932e-07 |  |  | 0.535 | 0.53678 | 0.33117 | 3.4417 | 0.00054711 | 0.02954% | 0.4997% | 1.4762e-06 |  |  | 0.535
[5 empty] | 0.54 | 0.55188 | 0.33078 | 3.5636 | 0.00033268 | 0.004491% | 0.4997% | 2.2442e-07 |  |  |  | 0.54 | 0.55188 | 0.33078 | 3.5636 | 0.0004676 | 0.01262% | 0.4997% | 6.3083e-07 |  |  | 0.54 | 0.55188 | 0.33078 | 3.5636 | 0.00056647 | 0.03058% | 0.4997% | 1.5283e-06 |  |  | 0.54
[5 empty] | 0.545 | 0.56701 | 0.33033 | 3.6899 | 0.00034447 | 0.00465% | 0.4997% | 2.3235e-07 |  |  |  | 0.545 | 0.56701 | 0.33033 | 3.6899 | 0.00048417 | 0.01307% | 0.4997% | 6.5314e-07 |  |  | 0.545 | 0.56701 | 0.33033 | 3.6899 | 0.00058655 | 0.03167% | 0.4997% | 1.5823e-06 |  |  | 0.545
[5 empty] | 0.55 | 0.58216 | 0.32984 | 3.8208 | 0.0003567 | 0.004815% | 0.4996% | 2.4058e-07 |  |  |  | 0.55 | 0.58216 | 0.32984 | 3.8208 | 0.00050135 | 0.01354% | 0.4996% | 6.7626e-07 |  |  | 0.55 | 0.58216 | 0.32984 | 3.8208 | 0.00060737 | 0.03279% | 0.4996% | 1.6384e-06 |  |  | 0.55
[5 empty] | 0.555 | 0.59733 | 0.32929 | 3.9567 | 0.00036938 | 0.004986% | 0.4996% | 2.4911e-07 |  |  |  | 0.555 | 0.59733 | 0.32929 | 3.9567 | 0.00051918 | 0.01402% | 0.4996% | 7.0025e-07 |  |  | 0.555 | 0.59733 | 0.32929 | 3.9567 | 0.00062896 | 0.03396% | 0.4996% | 1.6965e-06 |  |  | 0.555
[5 empty] | 0.56 | 0.61253 | 0.32868 | 4.0976 | 0.00038253 | 0.005164% | 0.4995% | 2.5796e-07 |  |  |  | 0.56 | 0.61253 | 0.32868 | 4.0976 | 0.00053767 | 0.01452% | 0.4995% | 7.2512e-07 |  |  | 0.56 | 0.61253 | 0.32868 | 4.0976 | 0.00065136 | 0.03517% | 0.4995% | 1.7567e-06 |  |  | 0.56
[5 empty] | 0.565 | 0.62775 | 0.32803 | 4.2438 | 0.00039618 | 0.005348% | 0.4995% | 2.6715e-07 |  |  |  | 0.565 | 0.62775 | 0.32803 | 4.2438 | 0.00055685 | 0.01503% | 0.4995% | 7.5094e-07 |  |  | 0.565 | 0.62775 | 0.32803 | 4.2438 | 0.0006746 | 0.03642% | 0.4995% | 1.8193e-06 |  |  | 0.565
[5 empty] | 0.57 | 0.64301 | 0.32732 | 4.3955 | 0.00041035 | 0.00554% | 0.4995% | 2.7668e-07 |  |  |  | 0.57 | 0.64301 | 0.32732 | 4.3955 | 0.00057677 | 0.01557% | 0.4995% | 7.7772e-07 |  |  | 0.57 | 0.64301 | 0.32732 | 4.3955 | 0.00069872 | 0.03772% | 0.4995% | 1.8841e-06 |  |  | 0.57
[5 empty] | 0.575 | 0.65831 | 0.32656 | 4.5531 | 0.00042506 | 0.005738% | 0.4994% | 2.8657e-07 |  |  |  | 0.575 | 0.65831 | 0.32656 | 4.5531 | 0.00059744 | 0.01613% | 0.4994% | 8.0553e-07 |  |  | 0.575 | 0.65831 | 0.32656 | 4.5531 | 0.00072377 | 0.03908% | 0.4994% | 1.9515e-06 |  |  | 0.575
[5 empty] | 0.58 | 0.67364 | 0.32574 | 4.7167 | 0.00044033 | 0.005944% | 0.4994% | 2.9684e-07 |  |  |  | 0.58 | 0.67364 | 0.32574 | 4.7167 | 0.0006189 | 0.01671% | 0.4994% | 8.344e-07 |  |  | 0.58 | 0.67364 | 0.32574 | 4.7167 | 0.00074977 | 0.04048% | 0.4994% | 2.0214e-06 |  |  | 0.58
[5 empty] | 0.585 | 0.68901 | 0.32488 | 4.8866 | 0.00045619 | 0.006158% | 0.4993% | 3.075e-07 |  |  |  | 0.585 | 0.68901 | 0.32488 | 4.8866 | 0.0006412 | 0.01731% | 0.4993% | 8.6438e-07 |  |  | 0.585 | 0.68901 | 0.32488 | 4.8866 | 0.00077678 | 0.04194% | 0.4993% | 2.094e-06 |  |  | 0.585
[5 empty] | 0.59 | 0.70442 | 0.32396 | 5.0631 | 0.00047267 | 0.006381% | 0.4993% | 3.1859e-07 |  |  |  | 0.59 | 0.70442 | 0.32396 | 5.0631 | 0.00066436 | 0.01794% | 0.4993% | 8.9552e-07 |  |  | 0.59 | 0.70442 | 0.32396 | 5.0631 | 0.00080484 | 0.04345% | 0.4993% | 2.1695e-06 |  |  | 0.59
[5 empty] | 0.595 | 0.71988 | 0.32298 | 5.2466 | 0.0004898 | 0.006612% | 0.4992% | 3.301e-07 |  |  |  | 0.595 | 0.71988 | 0.32298 | 5.2466 | 0.00068843 | 0.01859% | 0.4992% | 9.2789e-07 |  |  | 0.595 | 0.71988 | 0.32298 | 5.2466 | 0.000834 | 0.04503% | 0.4992% | 2.2479e-06 |  |  | 0.595
[5 empty] | 0.6 | 0.73538 | 0.32195 | 5.4373 | 0.0005076 | 0.006852% | 0.4992% | 3.4207e-07 |  |  |  | 0.6 | 0.73538 | 0.32195 | 5.4373 | 0.00071346 | 0.01926% | 0.4992% | 9.6152e-07 |  |  | 0.6 | 0.73538 | 0.32195 | 5.4373 | 0.00086432 | 0.04666% | 0.4992% | 2.3294e-06 |  |  | 0.6
[5 empty] | 0.605 | 0.75094 | 0.32087 | 5.6356 | 0.00052611 | 0.007102% | 0.4992% | 3.5451e-07 |  |  |  | 0.605 | 0.75094 | 0.32087 | 5.6356 | 0.00073947 | 0.01996% | 0.4992% | 9.965e-07 |  |  | 0.605 | 0.75094 | 0.32087 | 5.6356 | 0.00089584 | 0.04836% | 0.4992% | 2.4141e-06 |  |  | 0.605
[5 empty] | 0.61 | 0.76655 | 0.31973 | 5.8418 | 0.00054537 | 0.007362% | 0.4991% | 3.6745e-07 |  |  |  | 0.61 | 0.76655 | 0.31973 | 5.8418 | 0.00076654 | 0.02069% | 0.4991% | 1.0329e-06 |  |  | 0.61 | 0.76655 | 0.31973 | 5.8418 | 0.00092862 | 0.05013% | 0.4991% | 2.5022e-06 |  |  | 0.61
[5 empty] | 0.615 | 0.78221 | 0.31854 | 6.0564 | 0.0005654 | 0.007633% | 0.4991% | 3.8091e-07 |  |  |  | 0.615 | 0.78221 | 0.31854 | 6.0564 | 0.00079469 | 0.02145% | 0.4991% | 1.0707e-06 |  |  | 0.615 | 0.78221 | 0.31854 | 6.0564 | 0.00096274 | 0.05197% | 0.4991% | 2.5938e-06 |  |  | 0.615
[5 empty] | 0.62 | 0.79794 | 0.3173 | 6.2797 | 0.00058625 | 0.007914% | 0.499% | 3.9492e-07 |  |  |  | 0.62 | 0.79794 | 0.3173 | 6.2797 | 0.000824 | 0.02225% | 0.499% | 1.1101e-06 |  |  | 0.62 | 0.79794 | 0.3173 | 6.2797 | 0.00099824 | 0.05389% | 0.499% | 2.6892e-06 |  |  | 0.62
[5 empty] | 0.625 | 0.81373 | 0.316 | 6.5122 | 0.00060796 | 0.008207% | 0.499% | 4.0951e-07 |  |  |  | 0.625 | 0.81373 | 0.316 | 6.5122 | 0.00085451 | 0.02307% | 0.499% | 1.1511e-06 |  |  | 0.625 | 0.81373 | 0.316 | 6.5122 | 0.0010352 | 0.05589% | 0.499% | 2.7885e-06 |  |  | 0.625
[5 empty] | 0.63 | 0.82959 | 0.31464 | 6.7544 | 0.00063056 | 0.008512% | 0.4989% | 4.2469e-07 |  |  |  | 0.63 | 0.82959 | 0.31464 | 6.7544 | 0.00088629 | 0.02393% | 0.4989% | 1.1938e-06 |  |  | 0.63 | 0.82959 | 0.31464 | 6.7544 | 0.0010737 | 0.05796% | 0.4989% | 2.8919e-06 |  |  | 0.63
[5 empty] | 0.635 | 0.84551 | 0.31323 | 7.0067 | 0.00065412 | 0.00883% | 0.4989% | 4.4051e-07 |  |  |  | 0.635 | 0.84551 | 0.31323 | 7.0067 | 0.00091939 | 0.02482% | 0.4989% | 1.2382e-06 |  |  | 0.635 | 0.84551 | 0.31323 | 7.0067 | 0.0011138 | 0.06013% | 0.4989% | 2.9996e-06 |  |  | 0.635
[5 empty] | 0.64 | 0.86151 | 0.31176 | 7.2697 | 0.00067866 | 0.009162% | 0.4988% | 4.57e-07 |  |  |  | 0.64 | 0.86151 | 0.31176 | 7.2697 | 0.0009539 | 0.02575% | 0.4988% | 1.2846e-06 |  |  | 0.64 | 0.86151 | 0.31176 | 7.2697 | 0.0011556 | 0.06238% | 0.4988% | 3.1118e-06 |  |  | 0.64
[5 empty] | 0.645 | 0.87759 | 0.31024 | 7.5438 | 0.00070426 | 0.009507% | 0.4988% | 4.7418e-07 |  |  |  | 0.645 | 0.87759 | 0.31024 | 7.5438 | 0.00098987 | 0.02672% | 0.4988% | 1.3329e-06 |  |  | 0.645 | 0.87759 | 0.31024 | 7.5438 | 0.0011992 | 0.06473% | 0.4988% | 3.2288e-06 |  |  | 0.645
[5 empty] | 0.65 | 0.89375 | 0.30867 | 7.8298 | 0.00073095 | 0.009867% | 0.4987% | 4.921e-07 |  |  |  | 0.65 | 0.89375 | 0.30867 | 7.8298 | 0.0010274 | 0.02774% | 0.4987% | 1.3832e-06 |  |  | 0.65 | 0.89375 | 0.30867 | 7.8298 | 0.0012446 | 0.06719% | 0.4987% | 3.3508e-06 |  |  | 0.65
[5 empty] | 0.655 | 0.90999 | 0.30703 | 8.1281 | 0.00075881 | 0.01024% | 0.4987% | 5.108e-07 |  |  |  | 0.655 | 0.90999 | 0.30703 | 8.1281 | 0.0010665 | 0.02879% | 0.4987% | 1.4358e-06 |  |  | 0.655 | 0.90999 | 0.30703 | 8.1281 | 0.0012921 | 0.06975% | 0.4987% | 3.4781e-06 |  |  | 0.655
[5 empty] | 0.66 | 0.92632 | 0.30534 | 8.4396 | 0.00078788 | 0.01064% | 0.4986% | 5.3032e-07 |  |  |  | 0.66 | 0.92632 | 0.30534 | 8.4396 | 0.0011074 | 0.0299% | 0.4986% | 1.4906e-06 |  |  | 0.66 | 0.92632 | 0.30534 | 8.4396 | 0.0013416 | 0.07242% | 0.4986% | 3.6109e-06 |  |  | 0.66
[5 empty] | 0.665 | 0.94274 | 0.30359 | 8.7648 | 0.00081824 | 0.01105% | 0.4986% | 5.5069e-07 |  |  |  | 0.665 | 0.94274 | 0.30359 | 8.7648 | 0.0011501 | 0.03105% | 0.4986% | 1.5479e-06 |  |  | 0.665 | 0.94274 | 0.30359 | 8.7648 | 0.0013933 | 0.07521% | 0.4986% | 3.7496e-06 |  |  | 0.665
[5 empty] | 0.67 | 0.95926 | 0.30179 | 9.1046 | 0.00084996 | 0.01147% | 0.4985% | 5.7198e-07 |  |  |  | 0.67 | 0.95926 | 0.30179 | 9.1046 | 0.0011947 | 0.03225% | 0.4985% | 1.6077e-06 |  |  | 0.67 | 0.95926 | 0.30179 | 9.1046 | 0.0014473 | 0.07812% | 0.4985% | 3.8944e-06 |  |  | 0.67
[5 empty] | 0.675 | 0.97588 | 0.29993 | 9.4597 | 0.00088312 | 0.01192% | 0.4984% | 5.9422e-07 |  |  |  | 0.675 | 0.97588 | 0.29993 | 9.4597 | 0.0012413 | 0.03351% | 0.4984% | 1.6702e-06 |  |  | 0.675 | 0.97588 | 0.29993 | 9.4597 | 0.0015037 | 0.08117% | 0.4984% | 4.0458e-06 |  |  | 0.675
[5 empty] | 0.68 | 0.9926 | 0.29801 | 9.8311 | 0.00091779 | 0.01239% | 0.4984% | 6.1747e-07 |  |  |  | 0.68 | 0.9926 | 0.29801 | 9.8311 | 0.00129 | 0.03482% | 0.4984% | 1.7356e-06 |  |  | 0.68 | 0.9926 | 0.29801 | 9.8311 | 0.0015628 | 0.08435% | 0.4984% | 4.2041e-06 |  |  | 0.68
[5 empty] | 0.685 | 1.0094 | 0.29603 | 10.2196 | 0.00095406 | 0.01288% | 0.4983% | 6.418e-07 |  |  |  | 0.685 | 1.0094 | 0.29603 | 10.2196 | 0.001341 | 0.0362% | 0.4983% | 1.8039e-06 |  |  | 0.685 | 1.0094 | 0.29603 | 10.2196 | 0.0016245 | 0.08769% | 0.4983% | 4.3697e-06 |  |  | 0.685
[5 empty] | 0.69 | 1.0264 | 0.29399 | 10.6264 | 0.00099203 | 0.01339% | 0.4983% | 6.6726e-07 |  |  |  | 0.69 | 1.0264 | 0.29399 | 10.6264 | 0.0013943 | 0.03764% | 0.4983% | 1.8755e-06 |  |  | 0.69 | 1.0264 | 0.29399 | 10.6264 | 0.0016892 | 0.09117% | 0.4983% | 4.5429e-06 |  |  | 0.69
[5 empty] | 0.695 | 1.0435 | 0.2919 | 11.0523 | 0.0010318 | 0.01393% | 0.4982% | 6.9391e-07 |  |  |  | 0.695 | 1.0435 | 0.2919 | 11.0523 | 0.0014502 | 0.03915% | 0.4982% | 1.9504e-06 |  |  | 0.695 | 1.0435 | 0.2919 | 11.0523 | 0.0017569 | 0.09483% | 0.4982% | 4.7243e-06 |  |  | 0.695
[5 empty] | 0.7 | 1.0606 | 0.28974 | 11.4986 | 0.0010735 | 0.01449% | 0.4981% | 7.2184e-07 |  |  |  | 0.7 | 1.0606 | 0.28974 | 11.4986 | 0.0015088 | 0.04073% | 0.4981% | 2.0289e-06 |  |  | 0.7 | 1.0606 | 0.28974 | 11.4986 | 0.0018278 | 0.09865% | 0.4981% | 4.9144e-06 |  |  | 0.7
[5 empty] | 0.705 | 1.078 | 0.28753 | 11.9665 | 0.0011171 | 0.01508% | 0.4981% | 7.5111e-07 |  |  |  | 0.705 | 1.078 | 0.28753 | 11.9665 | 0.0015702 | 0.04239% | 0.4981% | 2.1112e-06 |  |  | 0.705 | 1.078 | 0.28753 | 11.9665 | 0.0019022 | 0.1027% | 0.4981% | 5.1136e-06 |  |  | 0.705
[5 empty] | 0.71 | 1.0954 | 0.28525 | 12.4573 | 0.001163 | 0.0157% | 0.498% | 7.8181e-07 |  |  |  | 0.71 | 1.0954 | 0.28525 | 12.4573 | 0.0016346 | 0.04412% | 0.498% | 2.1974e-06 |  |  | 0.71 | 1.0954 | 0.28525 | 12.4573 | 0.0019802 | 0.1069% | 0.498% | 5.3225e-06 |  |  | 0.71
[5 empty] | 0.715 | 1.113 | 0.28292 | 12.9726 | 0.0012111 | 0.01635% | 0.4979% | 8.1403e-07 |  |  |  | 0.715 | 1.113 | 0.28292 | 12.9726 | 0.0017022 | 0.04595% | 0.4979% | 2.288e-06 |  |  | 0.715 | 1.113 | 0.28292 | 12.9726 | 0.0020621 | 0.1113% | 0.4979% | 5.5417e-06 |  |  | 0.715
[5 empty] | 0.72 | 1.1308 | 0.28052 | 13.5137 | 0.0012616 | 0.01703% | 0.4979% | 8.4786e-07 |  |  |  | 0.72 | 1.1308 | 0.28052 | 13.5137 | 0.0017732 | 0.04787% | 0.4979% | 2.383e-06 |  |  | 0.72 | 1.1308 | 0.28052 | 13.5137 | 0.0021482 | 0.1159% | 0.4979% | 5.7719e-06 |  |  | 0.72
[5 empty] | 0.725 | 1.1487 | 0.27806 | 14.0824 | 0.0013147 | 0.01775% | 0.4978% | 8.8341e-07 |  |  |  | 0.725 | 1.1487 | 0.27806 | 14.0824 | 0.0018478 | 0.04988% | 0.4978% | 2.4829e-06 |  |  | 0.725 | 1.1487 | 0.27806 | 14.0824 | 0.0022386 | 0.1208% | 0.4978% | 6.0138e-06 |  |  | 0.725
[5 empty] | 0.73 | 1.1667 | 0.27554 | 14.6804 | 0.0013705 | 0.0185% | 0.4977% | 9.2078e-07 |  |  |  | 0.73 | 1.1667 | 0.27554 | 14.6804 | 0.0019263 | 0.052% | 0.4977% | 2.588e-06 |  |  | 0.73 | 1.1667 | 0.27554 | 14.6804 | 0.0023336 | 0.1259% | 0.4977% | 6.2681e-06 |  |  | 0.73
[5 empty] | 0.735 | 1.185 | 0.27295 | 15.3099 | 0.0014293 | 0.01929% | 0.4976% | 9.601e-07 |  |  |  | 0.735 | 1.185 | 0.27295 | 15.3099 | 0.0020089 | 0.05423% | 0.4976% | 2.6985e-06 |  |  | 0.735 | 1.185 | 0.27295 | 15.3099 | 0.0024337 | 0.1313% | 0.4976% | 6.5356e-06 |  |  | 0.735
[5 empty] | 0.74 | 1.2034 | 0.2703 | 15.9727 | 0.0014911 | 0.02013% | 0.4976% | 1.0015e-06 |  |  |  | 0.74 | 1.2034 | 0.2703 | 15.9727 | 0.0020959 | 0.05657% | 0.4976% | 2.8148e-06 |  |  | 0.74 | 1.2034 | 0.2703 | 15.9727 | 0.0025391 | 0.137% | 0.4976% | 6.8173e-06 |  |  | 0.74
[5 empty] | 0.745 | 1.222 | 0.26759 | 16.6713 | 0.0015564 | 0.02101% | 0.4975% | 1.0451e-06 |  |  |  | 0.745 | 1.222 | 0.26759 | 16.6713 | 0.0021875 | 0.05905% | 0.4975% | 2.9374e-06 |  |  | 0.745 | 1.222 | 0.26759 | 16.6713 | 0.0026501 | 0.143% | 0.4975% | 7.114e-06 |  |  | 0.745
[5 empty] | 0.75 | 1.2408 | 0.26481 | 17.4081 | 0.0016251 | 0.02194% | 0.4974% | 1.0911e-06 |  |  |  | 0.75 | 1.2408 | 0.26481 | 17.4081 | 0.0022842 | 0.06165% | 0.4974% | 3.0666e-06 |  |  | 0.75 | 1.2408 | 0.26481 | 17.4081 | 0.0027672 | 0.1493% | 0.4974% | 7.4269e-06 |  |  | 0.75
[5 empty] | 0.755 | 1.2597 | 0.26197 | 18.1859 | 0.0016978 | 0.02292% | 0.4973% | 1.1397e-06 |  |  |  | 0.755 | 1.2597 | 0.26197 | 18.1859 | 0.0023863 | 0.06441% | 0.4973% | 3.203e-06 |  |  | 0.755 | 1.2597 | 0.26197 | 18.1859 | 0.0028909 | 0.156% | 0.4973% | 7.7571e-06 |  |  | 0.755
[5 empty] | 0.76 | 1.2789 | 0.25906 | 19.0076 | 0.0017745 | 0.02395% | 0.4972% | 1.1909e-06 |  |  |  | 0.76 | 1.2789 | 0.25906 | 19.0076 | 0.0024941 | 0.06732% | 0.4972% | 3.3471e-06 |  |  | 0.76 | 1.2789 | 0.25906 | 19.0076 | 0.0030215 | 0.163% | 0.4972% | 8.1057e-06 |  |  | 0.76
[5 empty] | 0.765 | 1.2983 | 0.25608 | 19.8764 | 0.0018556 | 0.02505% | 0.4971% | 1.2451e-06 |  |  |  | 0.765 | 1.2983 | 0.25608 | 19.8764 | 0.0026081 | 0.07039% | 0.4971% | 3.4993e-06 |  |  | 0.765 | 1.2983 | 0.25608 | 19.8764 | 0.0031596 | 0.1705% | 0.4971% | 8.4743e-06 |  |  | 0.765
[5 empty] | 0.77 | 1.318 | 0.25304 | 20.796 | 0.0019414 | 0.02621% | 0.497% | 1.3024e-06 |  |  |  | 0.77 | 1.318 | 0.25304 | 20.796 | 0.0027288 | 0.07365% | 0.497% | 3.6604e-06 |  |  | 0.77 | 1.318 | 0.25304 | 20.796 | 0.0033058 | 0.1784% | 0.497% | 8.8642e-06 |  |  | 0.77
[5 empty] | 0.775 | 1.3379 | 0.24993 | 21.7702 | 0.0020324 | 0.02743% | 0.4969% | 1.3632e-06 |  |  |  | 0.775 | 1.3379 | 0.24993 | 21.7702 | 0.0028566 | 0.0771% | 0.4969% | 3.831e-06 |  |  | 0.775 | 1.3379 | 0.24993 | 21.7702 | 0.0034606 | 0.1867% | 0.4969% | 9.2771e-06 |  |  | 0.775
[5 empty] | 0.78 | 1.358 | 0.24674 | 22.8032 | 0.0021288 | 0.02873% | 0.4968% | 1.4275e-06 |  |  |  | 0.78 | 1.358 | 0.24674 | 22.8032 | 0.0029921 | 0.08076% | 0.4968% | 4.0119e-06 |  |  | 0.78 | 1.358 | 0.24674 | 22.8032 | 0.0036248 | 0.1955% | 0.4968% | 9.7148e-06 |  |  | 0.78
[5 empty] | 0.785 | 1.3784 | 0.24349 | 23.8998 | 0.0022312 | 0.03012% | 0.4967% | 1.4958e-06 |  |  |  | 0.785 | 1.3784 | 0.24349 | 23.8998 | 0.003136 | 0.08464% | 0.4967% | 4.2037e-06 |  |  | 0.785 | 1.3784 | 0.24349 | 23.8998 | 0.0037992 | 0.2049% | 0.4967% | 1.0179e-05 |  |  | 0.785
[5 empty] | 0.79 | 1.3991 | 0.24017 | 25.0651 | 0.00234 | 0.03158% | 0.4966% | 1.5684e-06 |  |  |  | 0.79 | 1.3991 | 0.24017 | 25.0651 | 0.0032889 | 0.08876% | 0.4966% | 4.4076e-06 |  |  | 0.79 | 1.3991 | 0.24017 | 25.0651 | 0.0039844 | 0.2149% | 0.4966% | 1.0672e-05 |  |  | 0.79
[5 empty] | 0.795 | 1.42 | 0.23677 | 26.3049 | 0.0024557 | 0.03315% | 0.4964% | 1.6455e-06 |  |  |  | 0.795 | 1.42 | 0.23677 | 26.3049 | 0.0034516 | 0.09315% | 0.4964% | 4.6243e-06 |  |  | 0.795 | 1.42 | 0.23677 | 26.3049 | 0.0041815 | 0.2255% | 0.4964% | 1.1197e-05 |  |  | 0.795
[5 empty] | 0.8 | 1.4413 | 0.2333 | 27.6254 | 0.002579 | 0.03481% | 0.4963% | 1.7277e-06 |  |  |  | 0.8 | 1.4413 | 0.2333 | 27.6254 | 0.0036249 | 0.09782% | 0.4963% | 4.8551e-06 |  |  | 0.8 | 1.4413 | 0.2333 | 27.6254 | 0.0043914 | 0.2369% | 0.4963% | 1.1755e-05 |  |  | 0.8
[5 empty] | 0.805 | 1.4629 | 0.22976 | 29.0338 | 0.0027105 | 0.03658% | 0.4962% | 1.8152e-06 |  |  |  | 0.805 | 1.4629 | 0.22976 | 29.0338 | 0.0038097 | 0.1028% | 0.4962% | 5.1011e-06 |  |  | 0.805 | 1.4629 | 0.22976 | 29.0338 | 0.0046153 | 0.2489% | 0.4962% | 1.235e-05 |  |  | 0.805
[5 empty] | 0.81 | 1.4848 | 0.22614 | 30.5379 | 0.0028509 | 0.03848% | 0.496% | 1.9087e-06 |  |  |  | 0.81 | 1.4848 | 0.22614 | 30.5379 | 0.0040071 | 0.1081% | 0.496% | 5.3636e-06 |  |  | 0.81 | 1.4848 | 0.22614 | 30.5379 | 0.0048544 | 0.2618% | 0.496% | 1.2986e-05 |  |  | 0.81
[5 empty] | 0.815 | 1.5071 | 0.22244 | 32.1464 | 0.003001 | 0.04051% | 0.4959% | 2.0086e-06 |  |  |  | 0.815 | 1.5071 | 0.22244 | 32.1464 | 0.0042181 | 0.1138% | 0.4959% | 5.6443e-06 |  |  | 0.815 | 1.5071 | 0.22244 | 32.1464 | 0.00511 | 0.2756% | 0.4959% | 1.3664e-05 |  |  | 0.815
[5 empty] | 0.82 | 1.5298 | 0.21867 | 33.869 | 0.0031619 | 0.04268% | 0.4957% | 2.1155e-06 |  |  |  | 0.82 | 1.5298 | 0.21867 | 33.869 | 0.0044441 | 0.1199% | 0.4957% | 5.9447e-06 |  |  | 0.82 | 1.5298 | 0.21867 | 33.869 | 0.0053839 | 0.2903% | 0.4957% | 1.4391e-05 |  |  | 0.82
[5 empty] | 0.825 | 1.5529 | 0.21481 | 35.7167 | 0.0033344 | 0.045% | 0.4956% | 2.2302e-06 |  |  |  | 0.825 | 1.5529 | 0.21481 | 35.7167 | 0.0046866 | 0.1265% | 0.4956% | 6.2667e-06 |  |  | 0.825 | 1.5529 | 0.21481 | 35.7167 | 0.0056776 | 0.3061% | 0.4956% | 1.517e-05 |  |  | 0.825
[5 empty] | 0.83 | 1.5764 | 0.21088 | 37.7018 | 0.0035197 | 0.0475% | 0.4954% | 2.3533e-06 |  |  |  | 0.83 | 1.5764 | 0.21088 | 37.7018 | 0.0049471 | 0.1335% | 0.4954% | 6.6124e-06 |  |  | 0.83 | 1.5764 | 0.21088 | 37.7018 | 0.0059932 | 0.3231% | 0.4954% | 1.6006e-05 |  |  | 0.83
[5 empty] | 0.835 | 1.6003 | 0.20686 | 39.8383 | 0.0037191 | 0.0502% | 0.4952% | 2.4856e-06 |  |  |  | 0.835 | 1.6003 | 0.20686 | 39.8383 | 0.0052274 | 0.141% | 0.4952% | 6.9842e-06 |  |  | 0.835 | 1.6003 | 0.20686 | 39.8383 | 0.0063328 | 0.3414% | 0.4952% | 1.6905e-05 |  |  | 0.835
[5 empty] | 0.84 | 1.6247 | 0.20276 | 42.1418 | 0.0039342 | 0.0531% | 0.495% | 2.6283e-06 |  |  |  | 0.84 | 1.6247 | 0.20276 | 42.1418 | 0.0055297 | 0.1492% | 0.495% | 7.3848e-06 |  |  | 0.84 | 1.6247 | 0.20276 | 42.1418 | 0.0066989 | 0.3611% | 0.495% | 1.7874e-05 |  |  | 0.84
[5 empty] | 0.845 | 1.6496 | 0.19857 | 44.6303 | 0.0041665 | 0.05623% | 0.4948% | 2.7823e-06 |  |  |  | 0.845 | 1.6496 | 0.19857 | 44.6303 | 0.0058562 | 0.158% | 0.4948% | 7.8172e-06 |  |  | 0.845 | 1.6496 | 0.19857 | 44.6303 | 0.0070945 | 0.3824% | 0.4948% | 1.8919e-05 |  |  | 0.845
[5 empty] | 0.85 | 1.6751 | 0.1943 | 47.3243 | 0.004418 | 0.05963% | 0.4946% | 2.9488e-06 |  |  |  | 0.85 | 1.6751 | 0.1943 | 47.3243 | 0.0062097 | 0.1675% | 0.4946% | 8.285e-06 |  |  | 0.85 | 1.6751 | 0.1943 | 47.3243 | 0.0075228 | 0.4054% | 0.4946% | 2.005e-05 |  |  | 0.85
[5 empty] | 0.855 | 1.7011 | 0.18994 | 50.247 | 0.0046908 | 0.06331% | 0.4943% | 3.1294e-06 |  |  |  | 0.855 | 1.7011 | 0.18994 | 50.247 | 0.0065932 | 0.1779% | 0.4943% | 8.792e-06 |  |  | 0.855 | 1.7011 | 0.18994 | 50.247 | 0.0079874 | 0.4304% | 0.4943% | 2.1275e-05 |  |  | 0.855
[5 empty] | 0.86 | 1.7277 | 0.18548 | 53.4253 | 0.0049876 | 0.06731% | 0.4941% | 3.3256e-06 |  |  |  | 0.86 | 1.7277 | 0.18548 | 53.4253 | 0.0070103 | 0.1891% | 0.4941% | 9.3428e-06 |  |  | 0.86 | 1.7277 | 0.18548 | 53.4253 | 0.0084926 | 0.4575% | 0.4941% | 2.2606e-05 |  |  | 0.86
[5 empty] | 0.865 | 1.755 | 0.18093 | 56.8904 | 0.005311 | 0.07167% | 0.4938% | 3.5392e-06 |  |  |  | 0.865 | 1.755 | 0.18093 | 56.8904 | 0.0074649 | 0.2014% | 0.4938% | 9.9426e-06 |  |  | 0.865 | 1.755 | 0.18093 | 56.8904 | 0.0090434 | 0.4872% | 0.4938% | 2.4056e-05 |  |  | 0.865
[5 empty] | 0.87 | 1.783 | 0.17629 | 60.6783 | 0.0056647 | 0.07644% | 0.4935% | 3.7725e-06 |  |  |  | 0.87 | 1.783 | 0.17629 | 60.6783 | 0.007962 | 0.2147% | 0.4935% | 1.0598e-05 |  |  | 0.87 | 1.783 | 0.17629 | 60.6783 | 0.0096455 | 0.5195% | 0.4935% | 2.5638e-05 |  |  | 0.87
[5 empty] | 0.875 | 1.8118 | 0.17154 | 64.831 | 0.0060523 | 0.08167% | 0.4932% | 4.028e-06 |  |  |  | 0.875 | 1.8118 | 0.17154 | 64.831 | 0.0085069 | 0.2294% | 0.4932% | 1.1315e-05 |  |  | 0.875 | 1.8118 | 0.17154 | 64.831 | 0.010306 | 0.555% | 0.4932% | 2.737e-05 |  |  | 0.875
[5 empty] | 0.88 | 1.8413 | 0.1667 | 69.3982 | 0.0064787 | 0.08742% | 0.4928% | 4.3087e-06 |  |  |  | 0.88 | 1.8413 | 0.1667 | 69.3982 | 0.0091061 | 0.2456% | 0.4928% | 1.2103e-05 |  |  | 0.88 | 1.8413 | 0.1667 | 69.3982 | 0.011032 | 0.5939% | 0.4928% | 2.9272e-05 |  |  | 0.88
[5 empty] | 0.885 | 1.8718 | 0.16175 | 74.4379 | 0.0069492 | 0.09377% | 0.4925% | 4.618e-06 |  |  |  | 0.885 | 1.8718 | 0.16175 | 74.4379 | 0.0097675 | 0.2634% | 0.4925% | 1.2971e-05 |  |  | 0.885 | 1.8718 | 0.16175 | 74.4379 | 0.011833 | 0.6369% | 0.4925% | 3.1368e-05 |  |  | 0.885
[5 empty] | 0.89 | 1.9032 | 0.1567 | 80.0198 | 0.0074703 | 0.1008% | 0.4921% | 4.96e-06 |  |  |  | 0.89 | 1.9032 | 0.1567 | 80.0198 | 0.0105 | 0.2831% | 0.4921% | 1.393e-05 |  |  | 0.89 | 1.9032 | 0.1567 | 80.0198 | 0.01272 | 0.6845% | 0.4921% | 3.3684e-05 |  |  | 0.89
[5 empty] | 0.895 | 1.9356 | 0.15153 | 86.2268 | 0.0080498 | 0.1086% | 0.4916% | 5.3398e-06 |  |  |  | 0.895 | 1.9356 | 0.15153 | 86.2268 | 0.011314 | 0.305% | 0.4916% | 1.4996e-05 |  |  | 0.895 | 1.9356 | 0.15153 | 86.2268 | 0.013707 | 0.7374% | 0.4916% | 3.6255e-05 |  |  | 0.895
[5 empty] | 0.9 | 1.9692 | 0.14625 | 93.1592 | 0.0086969 | 0.1173% | 0.4912% | 5.7632e-06 |  |  |  | 0.9 | 1.9692 | 0.14625 | 93.1592 | 0.012224 | 0.3295% | 0.4912% | 1.6184e-05 |  |  | 0.9 | 1.9692 | 0.14625 | 93.1592 | 0.014809 | 0.7965% | 0.4912% | 3.9119e-05 |  |  | 0.9
[5 empty] | 0.905 | 2.0041 | 0.14085 | 100.9389 | 0.0094232 | 0.1271% | 0.4906% | 6.2374e-06 |  |  |  | 0.905 | 2.0041 | 0.14085 | 100.9389 | 0.013245 | 0.357% | 0.4906% | 1.7514e-05 |  |  | 0.905 | 2.0041 | 0.14085 | 100.9389 | 0.016045 | 0.8627% | 0.4906% | 4.2326e-05 |  |  | 0.905
[5 empty] | 0.91 | 2.0403 | 0.13533 | 109.716 | 0.010243 | 0.1382% | 0.49% | 6.7712e-06 |  |  |  | 0.91 | 2.0403 | 0.13533 | 109.716 | 0.014396 | 0.388% | 0.49% | 1.9011e-05 |  |  | 0.91 | 2.0403 | 0.13533 | 109.716 | 0.017441 | 0.9374% | 0.49% | 4.5934e-05 |  |  | 0.91
[5 empty] | 0.915 | 2.078 | 0.12967 | 119.6763 | 0.011172 | 0.1507% | 0.4894% | 7.3755e-06 |  |  |  | 0.915 | 2.078 | 0.12967 | 119.6763 | 0.015703 | 0.4231% | 0.4894% | 2.0705e-05 |  |  | 0.915 | 2.078 | 0.12967 | 119.6763 | 0.019024 | 1.022% | 0.4894% | 5.0015e-05 |  |  | 0.915
[5 empty] | 0.92 | 2.1174 | 0.12389 | 131.0538 | 0.012235 | 0.165% | 0.4886% | 8.064e-06 |  |  |  | 0.92 | 2.1174 | 0.12389 | 131.0538 | 0.017196 | 0.4632% | 0.4886% | 2.2635e-05 |  |  | 0.92 | 2.1174 | 0.12389 | 131.0538 | 0.020833 | 1.119% | 0.4886% | 5.4661e-05 |  |  | 0.92
[5 empty] | 0.925 | 2.1588 | 0.11796 | 144.1456 | 0.013457 | 0.1815% | 0.4878% | 8.8537e-06 |  |  |  | 0.925 | 2.1588 | 0.11796 | 144.1456 | 0.018914 | 0.5094% | 0.4878% | 2.4848e-05 |  |  | 0.925 | 2.1588 | 0.11796 | 144.1456 | 0.022914 | 1.23% | 0.4878% | 5.9985e-05 |  |  | 0.925
[5 empty] | 0.93 | 2.2023 | 0.11189 | 159.3357 | 0.014875 | 0.2006% | 0.4868% | 9.7667e-06 |  |  |  | 0.93 | 2.2023 | 0.11189 | 159.3357 | 0.020907 | 0.5629% | 0.4868% | 2.7405e-05 |  |  | 0.93 | 2.2023 | 0.11189 | 159.3357 | 0.025328 | 1.358% | 0.4868% | 6.6135e-05 |  |  | 0.93
[5 empty] | 0.935 | 2.2483 | 0.10566 | 177.1275 | 0.016536 | 0.223% | 0.4858% | 1.0832e-05 |  |  |  | 0.935 | 2.2483 | 0.10566 | 177.1275 | 0.023242 | 0.6256% | 0.4858% | 3.0388e-05 |  |  | 0.935 | 2.2483 | 0.10566 | 177.1275 | 0.028157 | 1.509% | 0.4858% | 7.3299e-05 |  |  | 0.935
[5 empty] | 0.94 | 2.2971 | 0.099269 | 198.1947 | 0.018503 | 0.2495% | 0.4845% | 1.2087e-05 |  |  |  | 0.94 | 2.2971 | 0.099269 | 198.1947 | 0.026006 | 0.6997% | 0.4845% | 3.3901e-05 |  |  | 0.94 | 2.2971 | 0.099269 | 198.1947 | 0.031505 | 1.687% | 0.4845% | 8.1729e-05 |  |  | 0.94
[5 empty] | 0.945 | 2.3492 | 0.092701 | 223.4578 | 0.020861 | 0.2812% | 0.483% | 1.3584e-05 |  |  |  | 0.945 | 2.3492 | 0.092701 | 223.4578 | 0.029321 | 0.7885% | 0.483% | 3.8087e-05 |  |  | 0.945 | 2.3492 | 0.092701 | 223.4578 | 0.035521 | 1.9% | 0.483% | 9.1765e-05 |  |  | 0.945
[5 empty] | 0.95 | 2.4052 | 0.085946 | 254.2074 | 0.023732 | 0.3199% | 0.4812% | 1.5393e-05 |  |  |  | 0.95 | 2.4052 | 0.085946 | 254.2074 | 0.033356 | 0.8966% | 0.4812% | 4.3146e-05 |  |  | 0.95 | 2.4052 | 0.085946 | 254.2074 | 0.040409 | 2.158% | 0.4812% | 0.00010387 |  |  | 0.95
[5 empty] | 0.955 | 2.4658 | 0.078989 | 292.3082 | 0.027289 | 0.3677% | 0.4791% | 1.7617e-05 |  |  |  | 0.955 | 2.4658 | 0.078989 | 292.3082 | 0.038356 | 1.03% | 0.4791% | 4.9359e-05 |  |  | 0.955 | 2.4658 | 0.078989 | 292.3082 | 0.046466 | 2.478% | 0.4791% | 0.00011872 |  |  | 0.955
[5 empty] | 0.96 | 2.5322 | 0.071811 | 340.5548 | 0.031793 | 0.4283% | 0.4764% | 2.0405e-05 |  |  |  | 0.96 | 2.5322 | 0.071811 | 340.5548 | 0.044686 | 1.199% | 0.4764% | 5.7139e-05 |  |  | 0.96 | 2.5322 | 0.071811 | 340.5548 | 0.054135 | 2.881% | 0.4764% | 0.00013726 |  |  | 0.96
[5 empty] | 0.965 | 2.6057 | 0.064392 | 403.3263 | 0.037653 | 0.507% | 0.4731% | 2.3986e-05 |  |  |  | 0.965 | 2.6057 | 0.064392 | 403.3263 | 0.052923 | 1.419% | 0.4731% | 6.7119e-05 |  |  | 0.965 | 2.6057 | 0.064392 | 403.3263 | 0.064114 | 3.403% | 0.4731% | 0.00016098 |  |  | 0.965
[5 empty] | 0.97 | 2.6883 | 0.056702 | 487.8835 | 0.045547 | 0.613% | 0.4687% | 2.8731e-05 |  |  |  | 0.97 | 2.6883 | 0.056702 | 487.8835 | 0.064018 | 1.714% | 0.4687% | 8.0317e-05 |  |  | 0.97 | 2.6883 | 0.056702 | 487.8835 | 0.077555 | 4.101% | 0.4687% | 0.00019223 |  |  | 0.97
[5 empty] | 0.975 | 2.7833 | 0.048704 | 607.1843 | 0.056684 | 0.7623% | 0.4627% | 3.5273e-05 |  |  |  | 0.975 | 2.7833 | 0.048704 | 607.1843 | 0.079672 | 2.128% | 0.4627% | 9.8473e-05 |  |  | 0.975 | 2.7833 | 0.048704 | 607.1843 | 0.096519 | 5.079% | 0.4627% | 0.00023499 |  |  | 0.975
[5 empty] | 0.98 | 2.8959 | 0.040348 | 786.7966 | 0.073452 | 0.9867% | 0.4541% | 4.4805e-05 |  |  |  | 0.98 | 2.8959 | 0.040348 | 786.7966 | 0.10324 | 2.749% | 0.4541% | 0.00012483 |  |  | 0.98 | 2.8959 | 0.040348 | 786.7966 | 0.12507 | 6.531% | 0.4541% | 0.00029656 |  |  | 0.98
[5 empty] | 0.985 | 3.0355 | 0.031559 | 1085.1061 | 0.1013 | 1.358% | 0.4406% | 5.9843e-05 |  |  |  | 0.985 | 3.0355 | 0.031559 | 1085.1061 | 0.14238 | 3.771% | 0.4406% | 0.00016616 |  |  | 0.985 | 3.0355 | 0.031559 | 1085.1061 | 0.17249 | 8.894% | 0.4406% | 0.00039185 |  |  | 0.985
[5 empty] | 0.99 | 3.223 | 0.02221 | 1671.0183 | 0.156 | 2.084% | 0.4165% | 8.6789e-05 |  |  |  | 0.99 | 3.223 | 0.02221 | 1671.0183 | 0.21926 | 5.748% | 0.4165% | 0.00023939 |  |  | 0.99 | 3.223 | 0.02221 | 1671.0183 | 0.26563 | 13.36% | 0.4165% | 0.0005565 |  |  | 0.99
[5 empty] | 0.995 | 3.5224 | 0.01205 | 3329.346 | 0.31081 | 4.109% | 0.3607% | 0.00014824 |  |  |  | 0.995 | 3.5224 | 0.01205 | 3329.346 | 0.43686 | 11.13% | 0.3607% | 0.00040137 |  |  | 0.995 | 3.5224 | 0.01205 | 3329.346 | 0.52924 | 24.86% | 0.3607% | 0.00089673 |  |  | 0.995
Air Exchange Rate | AER | 1 | hr-1 |  | CoV-2: Standing, Speaking | 0.25 | hr | 0.43136 | 1.2 |  |  | R(ERq) |  |  |  | CoV-2: Standing, Speaking | 0.5 | hr | 0.43136 | 1.2 |  |  | R(ERq) |  |  | CoV-2: Standing, Speaking | 1 | hr | 0.43136 | 1.2 |  |  | R(ERq)
Particle Deposition Rate | k | 0.24 | hr-1 |  | Percentile Increment | log10ERq | pdf log10ERq | ERq | Avg quanta/m3 | PI(ERq) | PERq | PI(ERq)*PERq | Risk = | 0.00091323 |  | Percentile Increment | log10ERq | pdf log10ERq | ERq | Avg quanta/m3 | PI(ERq) | PERq | PI(ERq)*PERq | Risk = | 0.0031018 | Percentile Increment | log10ERq | pdf log10ERq | ERq | Avg quanta/m3 | PI(ERq) | PERq | PI(ERq)*PERq | Risk = | 0.0090545
Viral Inactivation Rate | λ | 0.63 | hr-1 |  | 0.005 | -2.6596 | 0.01205 | 0.0021896 | 2.7783e-07 | 3.751e-06% |  | 0 | Percentile = | 0.855 |  | 0.005 | -2.6596 | 0.01205 | 0.0021896 | 4.8378e-07 | 1.306e-05% |  | 0 | Percentile = | 0.855 | 0.005 | -2.6596 | 0.01205 | 0.0021896 | 7.5621e-07 | 4.084e-05% |  | 0 | Percentile = | 0.85
| IVRR | 1.87 |  |  | 0.01 | -2.3603 | 0.02221 | 0.0043626 | 5.5356e-07 | 7.473e-06% | 0.6649% | 4.969e-10 | R(ERq)max = | 0.02% |  | 0.01 | -2.3603 | 0.02221 | 0.0043626 | 9.6388e-07 | 2.602e-05% | 0.6649% | 1.7304e-09 | R(ERq)max = | 0.06498% | 0.01 | -2.3603 | 0.02221 | 0.0043626 | 1.5067e-06 | 8.136e-05% | 0.6649% | 5.4098e-09 | R(ERq)max = | 0.1669%
[5 empty] | 0.015 | -2.1727 | 0.031559 | 0.0067182 | 8.5246e-07 | 1.151e-05% | 0.5918% | 6.81e-10 | PI 90% = | 0.1595% |  | 0.015 | -2.1727 | 0.031559 | 0.0067182 | 1.4843e-06 | 4.008e-05% | 0.5918% | 2.3716e-09 | PI 90% = | 0.5542% | 0.015 | -2.1727 | 0.031559 | 0.0067182 | 2.3202e-06 | 0.0001253% | 0.5918% | 7.4142e-09 | PI 90% = | 1.722%
[5 empty] | 0.02 | -2.0331 | 0.040348 | 0.0092654 | 1.1757e-06 | 1.587e-05% | 0.5633% | 8.9404e-10 | Percentile = | 0.9 |  | 0.02 | -2.0331 | 0.040348 | 0.0092654 | 2.0471e-06 | 5.527e-05% | 0.5633% | 3.1135e-09 | Percentile = | 0.9 | 0.02 | -2.0331 | 0.040348 | 0.0092654 | 3.1999e-06 | 0.0001728% | 0.5633% | 9.7336e-09 | Percentile = | 0.9
[5 empty] | 0.025 | -1.9206 | 0.048704 | 0.012006 | 1.5234e-06 | 2.057e-05% | 0.5481% | 1.1273e-09 |  |  |  | 0.025 | -1.9206 | 0.048704 | 0.012006 | 2.6527e-06 | 7.162e-05% | 0.5481% | 3.9258e-09 |  |  | 0.025 | -1.9206 | 0.048704 | 0.012006 | 4.1465e-06 | 0.0002239% | 0.5481% | 1.2273e-08
[5 empty] | 0.03 | -1.8256 | 0.056702 | 0.014942 | 1.896e-06 | 2.56e-05% | 0.5387% | 1.3788e-09 |  |  |  | 0.03 | -1.8256 | 0.056702 | 0.014942 | 3.3013e-06 | 8.914e-05% | 0.5387% | 4.8017e-09 |  |  | 0.03 | -1.8256 | 0.056702 | 0.014942 | 5.1604e-06 | 0.0002787% | 0.5387% | 1.5011e-08
[5 empty] | 0.035 | -1.7429 | 0.064392 | 0.018075 | 2.2934e-06 | 3.096e-05% | 0.5323% | 1.648e-09 |  |  |  | 0.035 | -1.7429 | 0.064392 | 0.018075 | 3.9934e-06 | 0.0001078% | 0.5323% | 5.739e-09 |  |  | 0.035 | -1.7429 | 0.064392 | 0.018075 | 6.2423e-06 | 0.0003371% | 0.5323% | 1.7942e-08
[5 empty] | 0.04 | -1.6695 | 0.071811 | 0.021406 | 2.7162e-06 | 3.667e-05% | 0.5276% | 1.9346e-09 |  |  |  | 0.04 | -1.6695 | 0.071811 | 0.021406 | 4.7295e-06 | 0.0001277% | 0.5276% | 6.7372e-09 |  |  | 0.04 | -1.6695 | 0.071811 | 0.021406 | 7.3929e-06 | 0.0003992% | 0.5276% | 2.1062e-08
[5 empty] | 0.045 | -1.6031 | 0.078989 | 0.024939 | 3.1645e-06 | 4.272e-05% | 0.5241% | 2.2388e-09 |  |  |  | 0.045 | -1.6031 | 0.078989 | 0.024939 | 5.5101e-06 | 0.0001488% | 0.5241% | 7.7966e-09 |  |  | 0.045 | -1.6031 | 0.078989 | 0.024939 | 8.6131e-06 | 0.0004651% | 0.5241% | 2.4374e-08
[5 empty] | 0.05 | -1.5425 | 0.085946 | 0.028677 | 3.6388e-06 | 4.912e-05% | 0.5213% | 2.5608e-09 |  |  |  | 0.05 | -1.5425 | 0.085946 | 0.028677 | 6.336e-06 | 0.0001711% | 0.5213% | 8.9178e-09 |  |  | 0.05 | -1.5425 | 0.085946 | 0.028677 | 9.904e-06 | 0.0005348% | 0.5213% | 2.7879e-08
[5 empty] | 0.055 | -1.4865 | 0.092701 | 0.032624 | 4.1395e-06 | 5.588e-05% | 0.5191% | 2.9007e-09 |  |  |  | 0.055 | -1.4865 | 0.092701 | 0.032624 | 7.2079e-06 | 0.0001946% | 0.5191% | 1.0102e-08 |  |  | 0.055 | -1.4865 | 0.092701 | 0.032624 | 1.1267e-05 | 0.0006084% | 0.5191% | 3.158e-08
[5 empty] | 0.06 | -1.4344 | 0.099269 | 0.036782 | 4.6672e-06 | 6.301e-05% | 0.5172% | 3.2589e-09 |  |  |  | 0.06 | -1.4344 | 0.099269 | 0.036782 | 8.1266e-06 | 0.0002194% | 0.5172% | 1.1349e-08 |  |  | 0.06 | -1.4344 | 0.099269 | 0.036782 | 1.2703e-05 | 0.000686% | 0.5172% | 3.548e-08
[5 empty] | 0.065 | -1.3856 | 0.10566 | 0.041157 | 5.2223e-06 | 7.05e-05% | 0.5157% | 3.6357e-09 |  |  |  | 0.065 | -1.3856 | 0.10566 | 0.041157 | 9.0932e-06 | 0.0002455% | 0.5157% | 1.2661e-08 |  |  | 0.065 | -1.3856 | 0.10566 | 0.041157 | 1.4214e-05 | 0.0007676% | 0.5157% | 3.9582e-08
[5 empty] | 0.07 | -1.3396 | 0.11189 | 0.045752 | 5.8054e-06 | 7.837e-05% | 0.5144% | 4.0314e-09 |  |  |  | 0.07 | -1.3396 | 0.11189 | 0.045752 | 1.0109e-05 | 0.0002729% | 0.5144% | 1.4039e-08 |  |  | 0.07 | -1.3396 | 0.11189 | 0.045752 | 1.5801e-05 | 0.0008533% | 0.5144% | 4.3891e-08
[5 empty] | 0.075 | -1.2961 | 0.11796 | 0.050574 | 6.4172e-06 | 8.663e-05% | 0.5133% | 4.4466e-09 |  |  |  | 0.075 | -1.2961 | 0.11796 | 0.050574 | 1.1174e-05 | 0.0003017% | 0.5133% | 1.5485e-08 |  |  | 0.075 | -1.2961 | 0.11796 | 0.050574 | 1.7466e-05 | 0.0009432% | 0.5133% | 4.8411e-08
[5 empty] | 0.08 | -1.2547 | 0.12389 | 0.055626 | 7.0582e-06 | 9.529e-05% | 0.5123% | 4.8815e-09 |  |  |  | 0.08 | -1.2547 | 0.12389 | 0.055626 | 1.229e-05 | 0.0003318% | 0.5123% | 1.7e-08 |  |  | 0.08 | -1.2547 | 0.12389 | 0.055626 | 1.9211e-05 | 0.001037% | 0.5123% | 5.3146e-08
[5 empty] | 0.085 | -1.2153 | 0.12967 | 0.060914 | 7.7292e-06 | 0.0001043% | 0.5115% | 5.3367e-09 |  |  |  | 0.085 | -1.2153 | 0.12967 | 0.060914 | 1.3458e-05 | 0.0003634% | 0.5115% | 1.8585e-08 |  |  | 0.085 | -1.2153 | 0.12967 | 0.060914 | 2.1037e-05 | 0.001136% | 0.5115% | 5.8102e-08
[5 empty] | 0.09 | -1.1775 | 0.13533 | 0.066444 | 8.4309e-06 | 0.0001138% | 0.5107% | 5.8126e-09 |  |  |  | 0.09 | -1.1775 | 0.13533 | 0.066444 | 1.468e-05 | 0.0003964% | 0.5107% | 2.0242e-08 |  |  | 0.09 | -1.1775 | 0.13533 | 0.066444 | 2.2947e-05 | 0.001239% | 0.5107% | 6.3283e-08
[5 empty] | 0.095 | -1.1413 | 0.14085 | 0.072222 | 9.164e-06 | 0.0001237% | 0.51% | 6.3098e-09 |  |  |  | 0.095 | -1.1413 | 0.14085 | 0.072222 | 1.5957e-05 | 0.0004308% | 0.51% | 2.1974e-08 |  |  | 0.095 | -1.1413 | 0.14085 | 0.072222 | 2.4943e-05 | 0.001347% | 0.51% | 6.8695e-08
[5 empty] | 0.1 | -1.1065 | 0.14625 | 0.078253 | 9.9293e-06 | 0.000134% | 0.5094% | 6.8287e-09 |  |  |  | 0.1 | -1.1065 | 0.14625 | 0.078253 | 1.7289e-05 | 0.0004668% | 0.5094% | 2.3781e-08 |  |  | 0.1 | -1.1065 | 0.14625 | 0.078253 | 2.7026e-05 | 0.001459% | 0.5094% | 7.4345e-08
[5 empty] | 0.105 | -1.0729 | 0.15153 | 0.084544 | 1.0728e-05 | 0.0001448% | 0.5089% | 7.3698e-09 |  |  |  | 0.105 | -1.0729 | 0.15153 | 0.084544 | 1.8679e-05 | 0.0005043% | 0.5089% | 2.5665e-08 |  |  | 0.105 | -1.0729 | 0.15153 | 0.084544 | 2.9198e-05 | 0.001577% | 0.5089% | 8.0236e-08
[5 empty] | 0.11 | -1.0405 | 0.1567 | 0.091102 | 1.156e-05 | 0.0001561% | 0.5084% | 7.9339e-09 |  |  |  | 0.11 | -1.0405 | 0.1567 | 0.091102 | 2.0128e-05 | 0.0005435% | 0.5084% | 2.7629e-08 |  |  | 0.11 | -1.0405 | 0.1567 | 0.091102 | 3.1463e-05 | 0.001699% | 0.5084% | 8.6377e-08
[5 empty] | 0.115 | -1.0091 | 0.16175 | 0.097934 | 1.2427e-05 | 0.0001678% | 0.508% | 8.5213e-09 |  |  |  | 0.115 | -1.0091 | 0.16175 | 0.097934 | 2.1638e-05 | 0.0005842% | 0.508% | 2.9675e-08 |  |  | 0.115 | -1.0091 | 0.16175 | 0.097934 | 3.3823e-05 | 0.001826% | 0.508% | 9.2772e-08
[5 empty] | 0.12 | -0.97862 | 0.1667 | 0.10505 | 1.3329e-05 | 0.0001799% | 0.5075% | 9.1328e-09 |  |  |  | 0.12 | -0.97862 | 0.1667 | 0.10505 | 2.3209e-05 | 0.0006266% | 0.5075% | 3.1805e-08 |  |  | 0.12 | -0.97862 | 0.1667 | 0.10505 | 3.6279e-05 | 0.001959% | 0.5075% | 9.943e-08
[5 empty] | 0.125 | -0.94906 | 0.17154 | 0.11245 | 1.4268e-05 | 0.0001926% | 0.5072% | 9.769e-09 |  |  |  | 0.125 | -0.94906 | 0.17154 | 0.11245 | 2.4844e-05 | 0.0006708% | 0.5072% | 3.402e-08 |  |  | 0.125 | -0.94906 | 0.17154 | 0.11245 | 3.8835e-05 | 0.002097% | 0.5072% | 1.0636e-07
[5 empty] | 0.13 | -0.92031 | 0.17629 | 0.12014 | 1.5244e-05 | 0.0002058% | 0.5068% | 1.043e-08 |  |  |  | 0.13 | -0.92031 | 0.17629 | 0.12014 | 2.6544e-05 | 0.0007167% | 0.5068% | 3.6324e-08 |  |  | 0.13 | -0.92031 | 0.17629 | 0.12014 | 4.1492e-05 | 0.002241% | 0.5068% | 1.1356e-07
[5 empty] | 0.135 | -0.89231 | 0.18093 | 0.12814 | 1.6259e-05 | 0.0002195% | 0.5065% | 1.1118e-08 |  |  |  | 0.135 | -0.89231 | 0.18093 | 0.12814 | 2.8312e-05 | 0.0007644% | 0.5065% | 3.8718e-08 |  |  | 0.135 | -0.89231 | 0.18093 | 0.12814 | 4.4255e-05 | 0.00239% | 0.5065% | 1.2104e-07
[5 empty] | 0.14 | -0.86502 | 0.18548 | 0.13645 | 1.7314e-05 | 0.0002337% | 0.5062% | 1.1832e-08 |  |  |  | 0.14 | -0.86502 | 0.18548 | 0.13645 | 3.0148e-05 | 0.000814% | 0.5062% | 4.1205e-08 |  |  | 0.14 | -0.86502 | 0.18548 | 0.13645 | 4.7125e-05 | 0.002545% | 0.5062% | 1.2882e-07
[5 empty] | 0.145 | -0.83838 | 0.18994 | 0.14508 | 1.8409e-05 | 0.0002485% | 0.5059% | 1.2574e-08 |  |  |  | 0.145 | -0.83838 | 0.18994 | 0.14508 | 3.2055e-05 | 0.0008655% | 0.5059% | 4.3788e-08 |  |  | 0.145 | -0.83838 | 0.18994 | 0.14508 | 5.0106e-05 | 0.002706% | 0.5059% | 1.3689e-07
[5 empty] | 0.15 | -0.81236 | 0.1943 | 0.15404 | 1.9546e-05 | 0.0002639% | 0.5057% | 1.3343e-08 |  |  |  | 0.15 | -0.81236 | 0.1943 | 0.15404 | 3.4035e-05 | 0.0009189% | 0.5057% | 4.6468e-08 |  |  | 0.15 | -0.81236 | 0.1943 | 0.15404 | 5.3201e-05 | 0.002873% | 0.5057% | 1.4527e-07
[5 empty] | 0.155 | -0.7869 | 0.19857 | 0.16334 | 2.0726e-05 | 0.0002798% | 0.5054% | 1.4142e-08 |  |  |  | 0.155 | -0.7869 | 0.19857 | 0.16334 | 3.6089e-05 | 0.0009744% | 0.5054% | 4.925e-08 |  |  | 0.155 | -0.7869 | 0.19857 | 0.16334 | 5.6412e-05 | 0.003046% | 0.5054% | 1.5397e-07
[5 empty] | 0.16 | -0.76199 | 0.20276 | 0.17299 | 2.195e-05 | 0.0002963% | 0.5052% | 1.4971e-08 |  |  |  | 0.16 | -0.76199 | 0.20276 | 0.17299 | 3.822e-05 | 0.001032% | 0.5052% | 5.2135e-08 |  |  | 0.16 | -0.76199 | 0.20276 | 0.17299 | 5.9743e-05 | 0.003226% | 0.5052% | 1.6299e-07
[5 empty] | 0.165 | -0.73757 | 0.20686 | 0.18299 | 2.3219e-05 | 0.0003135% | 0.505% | 1.583e-08 |  |  |  | 0.165 | -0.73757 | 0.20686 | 0.18299 | 4.043e-05 | 0.001092% | 0.505% | 5.5127e-08 |  |  | 0.165 | -0.73757 | 0.20686 | 0.18299 | 6.3198e-05 | 0.003413% | 0.505% | 1.7234e-07
[5 empty] | 0.17 | -0.71363 | 0.21088 | 0.19336 | 2.4535e-05 | 0.0003312% | 0.5048% | 1.672e-08 |  |  |  | 0.17 | -0.71363 | 0.21088 | 0.19336 | 4.2721e-05 | 0.001153% | 0.5048% | 5.8228e-08 |  |  | 0.17 | -0.71363 | 0.21088 | 0.19336 | 6.6779e-05 | 0.003606% | 0.5048% | 1.8203e-07
[5 empty] | 0.175 | -0.69014 | 0.21481 | 0.20411 | 2.5898e-05 | 0.0003496% | 0.5046% | 1.7643e-08 |  |  |  | 0.175 | -0.69014 | 0.21481 | 0.20411 | 4.5095e-05 | 0.001218% | 0.5046% | 6.1441e-08 |  |  | 0.175 | -0.69014 | 0.21481 | 0.20411 | 7.049e-05 | 0.003806% | 0.5046% | 1.9208e-07
[5 empty] | 0.18 | -0.66707 | 0.21867 | 0.21524 | 2.7311e-05 | 0.0003687% | 0.5044% | 1.8599e-08 |  |  |  | 0.18 | -0.66707 | 0.21867 | 0.21524 | 4.7556e-05 | 0.001284% | 0.5044% | 6.477e-08 |  |  | 0.18 | -0.66707 | 0.21867 | 0.21524 | 7.4336e-05 | 0.004014% | 0.5044% | 2.0249e-07
[5 empty] | 0.185 | -0.6444 | 0.22244 | 0.22678 | 2.8775e-05 | 0.0003885% | 0.5043% | 1.9589e-08 |  |  |  | 0.185 | -0.6444 | 0.22244 | 0.22678 | 5.0104e-05 | 0.001353% | 0.5043% | 6.8218e-08 |  |  | 0.185 | -0.6444 | 0.22244 | 0.22678 | 7.8319e-05 | 0.004229% | 0.5043% | 2.1327e-07
[5 empty] | 0.19 | -0.62211 | 0.22614 | 0.23872 | 3.029e-05 | 0.0004089% | 0.5041% | 2.0614e-08 |  |  |  | 0.19 | -0.62211 | 0.22614 | 0.23872 | 5.2743e-05 | 0.001424% | 0.5041% | 7.1789e-08 |  |  | 0.19 | -0.62211 | 0.22614 | 0.23872 | 8.2444e-05 | 0.004452% | 0.5041% | 2.2443e-07
[5 empty] | 0.195 | -0.60018 | 0.22976 | 0.25109 | 3.186e-05 | 0.0004301% | 0.504% | 2.1676e-08 |  |  |  | 0.195 | -0.60018 | 0.22976 | 0.25109 | 5.5475e-05 | 0.001498% | 0.504% | 7.5485e-08 |  |  | 0.195 | -0.60018 | 0.22976 | 0.25109 | 8.6715e-05 | 0.004683% | 0.504% | 2.3598e-07
[5 empty] | 0.2 | -0.57858 | 0.2333 | 0.26389 | 3.3484e-05 | 0.000452% | 0.5038% | 2.2774e-08 |  |  |  | 0.2 | -0.57858 | 0.2333 | 0.26389 | 5.8303e-05 | 0.001574% | 0.5038% | 7.9311e-08 |  |  | 0.2 | -0.57858 | 0.2333 | 0.26389 | 9.1136e-05 | 0.004921% | 0.5038% | 2.4794e-07
[5 empty] | 0.205 | -0.55731 | 0.23677 | 0.27714 | 3.5165e-05 | 0.0004747% | 0.5037% | 2.3911e-08 |  |  |  | 0.205 | -0.55731 | 0.23677 | 0.27714 | 6.123e-05 | 0.001653% | 0.5037% | 8.327e-08 |  |  | 0.205 | -0.55731 | 0.23677 | 0.27714 | 9.5712e-05 | 0.005168% | 0.5037% | 2.6032e-07
[5 empty] | 0.21 | -0.53634 | 0.24017 | 0.29084 | 3.6904e-05 | 0.0004982% | 0.5036% | 2.5087e-08 |  |  |  | 0.21 | -0.53634 | 0.24017 | 0.29084 | 6.4259e-05 | 0.001735% | 0.5036% | 8.7366e-08 |  |  | 0.21 | -0.53634 | 0.24017 | 0.29084 | 0.00010045 | 0.005424% | 0.5036% | 2.7313e-07
[5 empty] | 0.215 | -0.51567 | 0.24349 | 0.30502 | 3.8704e-05 | 0.0005225% | 0.5034% | 2.6304e-08 |  |  |  | 0.215 | -0.51567 | 0.24349 | 0.30502 | 6.7392e-05 | 0.00182% | 0.5034% | 9.1603e-08 |  |  | 0.215 | -0.51567 | 0.24349 | 0.30502 | 0.00010534 | 0.005688% | 0.5034% | 2.8637e-07
[5 empty] | 0.22 | -0.49527 | 0.24674 | 0.31969 | 4.0565e-05 | 0.0005476% | 0.5033% | 2.7563e-08 |  |  |  | 0.22 | -0.49527 | 0.24674 | 0.31969 | 7.0633e-05 | 0.001907% | 0.5033% | 9.5986e-08 |  |  | 0.22 | -0.49527 | 0.24674 | 0.31969 | 0.00011041 | 0.005962% | 0.5033% | 3.0007e-07
[5 empty] | 0.225 | -0.47513 | 0.24993 | 0.33486 | 4.249e-05 | 0.0005736% | 0.5032% | 2.8864e-08 |  |  |  | 0.225 | -0.47513 | 0.24993 | 0.33486 | 7.3985e-05 | 0.001998% | 0.5032% | 1.0052e-07 |  |  | 0.225 | -0.47513 | 0.24993 | 0.33486 | 0.00011565 | 0.006245% | 0.5032% | 3.1424e-07
[5 empty] | 0.23 | -0.45525 | 0.25304 | 0.35055 | 4.448e-05 | 0.0006005% | 0.5031% | 3.0209e-08 |  |  |  | 0.23 | -0.45525 | 0.25304 | 0.35055 | 7.745e-05 | 0.002091% | 0.5031% | 1.052e-07 |  |  | 0.23 | -0.45525 | 0.25304 | 0.35055 | 0.00012107 | 0.006537% | 0.5031% | 3.2889e-07
[5 empty] | 0.235 | -0.43561 | 0.25608 | 0.36677 | 4.6538e-05 | 0.0006283% | 0.503% | 3.16e-08 |  |  |  | 0.235 | -0.43561 | 0.25608 | 0.36677 | 8.1034e-05 | 0.002188% | 0.503% | 1.1005e-07 |  |  | 0.235 | -0.43561 | 0.25608 | 0.36677 | 0.00012667 | 0.00684% | 0.503% | 3.4403e-07
[5 empty] | 0.24 | -0.4162 | 0.25906 | 0.38353 | 4.8665e-05 | 0.000657% | 0.5029% | 3.3038e-08 |  |  |  | 0.24 | -0.4162 | 0.25906 | 0.38353 | 8.4738e-05 | 0.002288% | 0.5029% | 1.1505e-07 |  |  | 0.24 | -0.4162 | 0.25906 | 0.38353 | 0.00013246 | 0.007152% | 0.5029% | 3.5968e-07
[5 empty] | 0.245 | -0.39701 | 0.26197 | 0.40086 | 5.0864e-05 | 0.0006867% | 0.5028% | 3.4524e-08 |  |  |  | 0.245 | -0.39701 | 0.26197 | 0.40086 | 8.8566e-05 | 0.002391% | 0.5028% | 1.2023e-07 |  |  | 0.245 | -0.39701 | 0.26197 | 0.40086 | 0.00013844 | 0.007476% | 0.5028% | 3.7586e-07
[5 empty] | 0.25 | -0.37802 | 0.26481 | 0.41877 | 5.3137e-05 | 0.0007173% | 0.5027% | 3.606e-08 |  |  |  | 0.25 | -0.37802 | 0.26481 | 0.41877 | 9.2524e-05 | 0.002498% | 0.5027% | 1.2558e-07 |  |  | 0.25 | -0.37802 | 0.26481 | 0.41877 | 0.00014463 | 0.00781% | 0.5027% | 3.9258e-07
[5 empty] | 0.255 | -0.35924 | 0.26759 | 0.43728 | 5.5485e-05 | 0.000749% | 0.5026% | 3.7647e-08 |  |  |  | 0.255 | -0.35924 | 0.26759 | 0.43728 | 9.6613e-05 | 0.002609% | 0.5026% | 1.311e-07 |  |  | 0.255 | -0.35924 | 0.26759 | 0.43728 | 0.00015102 | 0.008155% | 0.5026% | 4.0986e-07
[5 empty] | 0.26 | -0.34065 | 0.2703 | 0.4564 | 5.7912e-05 | 0.0007818% | 0.5025% | 3.9287e-08 |  |  |  | 0.26 | -0.34065 | 0.2703 | 0.4564 | 0.00010084 | 0.002723% | 0.5025% | 1.3681e-07 |  |  | 0.26 | -0.34065 | 0.2703 | 0.4564 | 0.00015762 | 0.008511% | 0.5025% | 4.2771e-07
[5 empty] | 0.265 | -0.32224 | 0.27295 | 0.47616 | 6.0419e-05 | 0.0008157% | 0.5024% | 4.0981e-08 |  |  |  | 0.265 | -0.32224 | 0.27295 | 0.47616 | 0.0001052 | 0.00284% | 0.5024% | 1.4271e-07 |  |  | 0.265 | -0.32224 | 0.27295 | 0.47616 | 0.00016445 | 0.00888% | 0.5024% | 4.4615e-07
[5 empty] | 0.27 | -0.30401 | 0.27554 | 0.49658 | 6.3009e-05 | 0.0008506% | 0.5024% | 4.2731e-08 |  |  |  | 0.27 | -0.30401 | 0.27554 | 0.49658 | 0.00010971 | 0.002962% | 0.5024% | 1.4881e-07 |  |  | 0.27 | -0.30401 | 0.27554 | 0.49658 | 0.0001715 | 0.009261% | 0.5024% | 4.652e-07
[5 empty] | 0.275 | -0.28595 | 0.27806 | 0.51767 | 6.5685e-05 | 0.0008867% | 0.5023% | 4.4539e-08 |  |  |  | 0.275 | -0.28595 | 0.27806 | 0.51767 | 0.00011437 | 0.003088% | 0.5023% | 1.551e-07 |  |  | 0.275 | -0.28595 | 0.27806 | 0.51767 | 0.00017878 | 0.009654% | 0.5023% | 4.8488e-07
[5 empty] | 0.28 | -0.26805 | 0.28052 | 0.53945 | 6.845e-05 | 0.0009241% | 0.5022% | 4.6406e-08 |  |  |  | 0.28 | -0.26805 | 0.28052 | 0.53945 | 0.00011919 | 0.003218% | 0.5022% | 1.6161e-07 |  |  | 0.28 | -0.26805 | 0.28052 | 0.53945 | 0.00018631 | 0.01006% | 0.5022% | 5.0521e-07
[5 empty] | 0.285 | -0.2503 | 0.28292 | 0.56196 | 7.1305e-05 | 0.0009626% | 0.5021% | 4.8335e-08 |  |  |  | 0.285 | -0.2503 | 0.28292 | 0.56196 | 0.00012416 | 0.003352% | 0.5021% | 1.6832e-07 |  |  | 0.285 | -0.2503 | 0.28292 | 0.56196 | 0.00019408 | 0.01048% | 0.5021% | 5.2621e-07
[5 empty] | 0.29 | -0.2327 | 0.28525 | 0.5852 | 7.4254e-05 | 0.001002% | 0.502% | 5.0327e-08 |  |  |  | 0.29 | -0.2327 | 0.28525 | 0.5852 | 0.00012929 | 0.003491% | 0.502% | 1.7526e-07 |  |  | 0.29 | -0.2327 | 0.28525 | 0.5852 | 0.0002021 | 0.01091% | 0.502% | 5.4789e-07
[5 empty] | 0.295 | -0.21524 | 0.28753 | 0.6092 | 7.73e-05 | 0.001044% | 0.502% | 5.2384e-08 |  |  |  | 0.295 | -0.21524 | 0.28753 | 0.6092 | 0.0001346 | 0.003634% | 0.502% | 1.8242e-07 |  |  | 0.295 | -0.21524 | 0.28753 | 0.6092 | 0.00021039 | 0.01136% | 0.502% | 5.7028e-07
[5 empty] | 0.3 | -0.19792 | 0.28974 | 0.63399 | 8.0445e-05 | 0.001086% | 0.5019% | 5.4508e-08 |  |  |  | 0.3 | -0.19792 | 0.28974 | 0.63399 | 0.00014007 | 0.003782% | 0.5019% | 1.8982e-07 |  |  | 0.3 | -0.19792 | 0.28974 | 0.63399 | 0.00021896 | 0.01182% | 0.5019% | 5.9341e-07
[5 empty] | 0.305 | -0.18072 | 0.2919 | 0.65959 | 8.3694e-05 | 0.00113% | 0.5018% | 5.6702e-08 |  |  |  | 0.305 | -0.18072 | 0.2919 | 0.65959 | 0.00014573 | 0.003935% | 0.5018% | 1.9746e-07 |  |  | 0.305 | -0.18072 | 0.2919 | 0.65959 | 0.0002278 | 0.0123% | 0.5018% | 6.1729e-07
[5 empty] | 0.31 | -0.16366 | 0.29399 | 0.68603 | 8.7048e-05 | 0.001175% | 0.5018% | 5.8967e-08 |  |  |  | 0.31 | -0.16366 | 0.29399 | 0.68603 | 0.00015157 | 0.004092% | 0.5018% | 2.0535e-07 |  |  | 0.31 | -0.16366 | 0.29399 | 0.68603 | 0.00023693 | 0.01279% | 0.5018% | 6.4194e-07
[5 empty] | 0.315 | -0.14671 | 0.29603 | 0.71333 | 9.0512e-05 | 0.001222% | 0.5017% | 6.1306e-08 |  |  |  | 0.315 | -0.14671 | 0.29603 | 0.71333 | 0.0001576 | 0.004255% | 0.5017% | 2.1349e-07 |  |  | 0.315 | -0.14671 | 0.29603 | 0.71333 | 0.00024636 | 0.0133% | 0.5017% | 6.6741e-07
[5 empty] | 0.32 | -0.12987 | 0.29801 | 0.74152 | 9.409e-05 | 0.00127% | 0.5017% | 6.3721e-08 |  |  |  | 0.32 | -0.12987 | 0.29801 | 0.74152 | 0.00016383 | 0.004423% | 0.5017% | 2.219e-07 |  |  | 0.32 | -0.12987 | 0.29801 | 0.74152 | 0.00025609 | 0.01383% | 0.5017% | 6.937e-07
[5 empty] | 0.325 | -0.11315 | 0.29993 | 0.77064 | 9.7784e-05 | 0.00132% | 0.5016% | 6.6215e-08 |  |  |  | 0.325 | -0.11315 | 0.29993 | 0.77064 | 0.00017026 | 0.004597% | 0.5016% | 2.3059e-07 |  |  | 0.325 | -0.11315 | 0.29993 | 0.77064 | 0.00026615 | 0.01437% | 0.5016% | 7.2084e-07
[5 empty] | 0.33 | -0.096532 | 0.30179 | 0.8007 | 0.0001016 | 0.001372% | 0.5015% | 6.8789e-08 |  |  |  | 0.33 | -0.096532 | 0.30179 | 0.8007 | 0.00017691 | 0.004776% | 0.5015% | 2.3955e-07 |  |  | 0.33 | -0.096532 | 0.30179 | 0.8007 | 0.00027653 | 0.01493% | 0.5015% | 7.4887e-07
[5 empty] | 0.335 | -0.080014 | 0.30359 | 0.83174 | 0.00010554 | 0.001425% | 0.5015% | 7.1448e-08 |  |  |  | 0.335 | -0.080014 | 0.30359 | 0.83174 | 0.00018376 | 0.004962% | 0.5015% | 2.4881e-07 |  |  | 0.335 | -0.080014 | 0.30359 | 0.83174 | 0.00028725 | 0.01551% | 0.5015% | 7.7782e-07
[5 empty] | 0.34 | -0.063592 | 0.30534 | 0.86379 | 0.0001096 | 0.00148% | 0.5014% | 7.4193e-08 |  |  |  | 0.34 | -0.063592 | 0.30534 | 0.86379 | 0.00019085 | 0.005153% | 0.5014% | 2.5837e-07 |  |  | 0.34 | -0.063592 | 0.30534 | 0.86379 | 0.00029832 | 0.01611% | 0.5014% | 8.077e-07
[5 empty] | 0.345 | -0.047262 | 0.30703 | 0.89689 | 0.0001138 | 0.001536% | 0.5014% | 7.7028e-08 |  |  |  | 0.345 | -0.047262 | 0.30703 | 0.89689 | 0.00019816 | 0.00535% | 0.5014% | 2.6824e-07 |  |  | 0.345 | -0.047262 | 0.30703 | 0.89689 | 0.00030975 | 0.01673% | 0.5014% | 8.3855e-07
[5 empty] | 0.35 | -0.031021 | 0.30867 | 0.93106 | 0.00011814 | 0.001595% | 0.5013% | 7.9954e-08 |  |  |  | 0.35 | -0.031021 | 0.30867 | 0.93106 | 0.00020571 | 0.005554% | 0.5013% | 2.7843e-07 |  |  | 0.35 | -0.031021 | 0.30867 | 0.93106 | 0.00032155 | 0.01736% | 0.5013% | 8.7041e-07
[5 empty] | 0.355 | -0.014864 | 0.31024 | 0.96635 | 0.00012262 | 0.001655% | 0.5013% | 8.2976e-08 |  |  |  | 0.355 | -0.014864 | 0.31024 | 0.96635 | 0.00021351 | 0.005765% | 0.5013% | 2.8896e-07 |  |  | 0.355 | -0.014864 | 0.31024 | 0.96635 | 0.00033374 | 0.01802% | 0.5013% | 9.033e-07
[5 empty] | 0.36 | 0.0012132 | 0.31176 | 1.0028 | 0.00012724 | 0.001718% | 0.5012% | 8.6097e-08 |  |  |  | 0.36 | 0.0012132 | 0.31176 | 1.0028 | 0.00022156 | 0.005982% | 0.5012% | 2.9982e-07 |  |  | 0.36 | 0.0012132 | 0.31176 | 1.0028 | 0.00034633 | 0.0187% | 0.5012% | 9.3727e-07
[5 empty] | 0.365 | 0.017213 | 0.31323 | 1.0404 | 0.00013202 | 0.001782% | 0.5012% | 8.9319e-08 |  |  |  | 0.365 | 0.017213 | 0.31323 | 1.0404 | 0.00022987 | 0.006206% | 0.5012% | 3.1104e-07 |  |  | 0.365 | 0.017213 | 0.31323 | 1.0404 | 0.00035932 | 0.0194% | 0.5012% | 9.7234e-07
[5 empty] | 0.37 | 0.03314 | 0.31464 | 1.0793 | 0.00013695 | 0.001849% | 0.5011% | 9.2646e-08 |  |  |  | 0.37 | 0.03314 | 0.31464 | 1.0793 | 0.00023846 | 0.006438% | 0.5011% | 3.2263e-07 |  |  | 0.37 | 0.03314 | 0.31464 | 1.0793 | 0.00037275 | 0.02013% | 0.5011% | 1.0086e-06
[5 empty] | 0.375 | 0.048997 | 0.316 | 1.1194 | 0.00014204 | 0.001918% | 0.5011% | 9.6081e-08 |  |  |  | 0.375 | 0.048997 | 0.316 | 1.1194 | 0.00024733 | 0.006678% | 0.5011% | 3.3459e-07 |  |  | 0.375 | 0.048997 | 0.316 | 1.1194 | 0.00038661 | 0.02087% | 0.5011% | 1.046e-06
[5 empty] | 0.38 | 0.064787 | 0.3173 | 1.1609 | 0.0001473 | 0.001989% | 0.501% | 9.963e-08 |  |  |  | 0.38 | 0.064787 | 0.3173 | 1.1609 | 0.00025649 | 0.006925% | 0.501% | 3.4695e-07 |  |  | 0.38 | 0.064787 | 0.3173 | 1.1609 | 0.00040092 | 0.02165% | 0.501% | 1.0846e-06
[5 empty] | 0.385 | 0.080514 | 0.31854 | 1.2037 | 0.00015273 | 0.002062% | 0.501% | 1.0329e-07 |  |  |  | 0.385 | 0.080514 | 0.31854 | 1.2037 | 0.00026594 | 0.00718% | 0.501% | 3.5971e-07 |  |  | 0.385 | 0.080514 | 0.31854 | 1.2037 | 0.00041571 | 0.02245% | 0.501% | 1.1245e-06
[5 empty] | 0.39 | 0.096181 | 0.31973 | 1.2479 | 0.00015834 | 0.002138% | 0.5009% | 1.0708e-07 |  |  |  | 0.39 | 0.096181 | 0.31973 | 1.2479 | 0.00027571 | 0.007444% | 0.5009% | 3.7289e-07 |  |  | 0.39 | 0.096181 | 0.31973 | 1.2479 | 0.00043098 | 0.02327% | 0.5009% | 1.1657e-06
[5 empty] | 0.395 | 0.11179 | 0.32087 | 1.2936 | 0.00016414 | 0.002216% | 0.5009% | 1.1099e-07 |  |  |  | 0.395 | 0.11179 | 0.32087 | 1.2936 | 0.0002858 | 0.007716% | 0.5009% | 3.865e-07 |  |  | 0.395 | 0.11179 | 0.32087 | 1.2936 | 0.00044675 | 0.02412% | 0.5009% | 1.2082e-06
[5 empty] | 0.4 | 0.12735 | 0.32195 | 1.3407 | 0.00017012 | 0.002297% | 0.5008% | 1.1502e-07 |  |  |  | 0.4 | 0.12735 | 0.32195 | 1.3407 | 0.00029623 | 0.007998% | 0.5008% | 4.0056e-07 |  |  | 0.4 | 0.12735 | 0.32195 | 1.3407 | 0.00046304 | 0.025% | 0.5008% | 1.2521e-06
[5 empty] | 0.405 | 0.14285 | 0.32298 | 1.3895 | 0.00017631 | 0.00238% | 0.5008% | 1.1919e-07 |  |  |  | 0.405 | 0.14285 | 0.32298 | 1.3895 | 0.00030699 | 0.008288% | 0.5008% | 4.1508e-07 |  |  | 0.405 | 0.14285 | 0.32298 | 1.3895 | 0.00047987 | 0.02591% | 0.5008% | 1.2975e-06
[5 empty] | 0.41 | 0.15831 | 0.32396 | 1.4398 | 0.0001827 | 0.002466% | 0.5007% | 1.235e-07 |  |  |  | 0.41 | 0.15831 | 0.32396 | 1.4398 | 0.00031812 | 0.008589% | 0.5007% | 4.3008e-07 |  |  | 0.41 | 0.15831 | 0.32396 | 1.4398 | 0.00049726 | 0.02685% | 0.5007% | 1.3444e-06
[5 empty] | 0.415 | 0.17372 | 0.32488 | 1.4918 | 0.00018929 | 0.002555% | 0.5007% | 1.2795e-07 |  |  |  | 0.415 | 0.17372 | 0.32488 | 1.4918 | 0.00032961 | 0.008899% | 0.5007% | 4.4558e-07 |  |  | 0.415 | 0.17372 | 0.32488 | 1.4918 | 0.00051522 | 0.02782% | 0.5007% | 1.3929e-06
[5 empty] | 0.42 | 0.18909 | 0.32574 | 1.5456 | 0.00019611 | 0.002648% | 0.5007% | 1.3255e-07 |  |  |  | 0.42 | 0.18909 | 0.32574 | 1.5456 | 0.00034148 | 0.00922% | 0.5007% | 4.6159e-07 |  |  | 0.42 | 0.18909 | 0.32574 | 1.5456 | 0.00053378 | 0.02882% | 0.5007% | 1.4429e-06
[5 empty] | 0.425 | 0.20442 | 0.32656 | 1.6011 | 0.00020316 | 0.002743% | 0.5006% | 1.373e-07 |  |  |  | 0.425 | 0.20442 | 0.32656 | 1.6011 | 0.00035375 | 0.009551% | 0.5006% | 4.7813e-07 |  |  | 0.425 | 0.20442 | 0.32656 | 1.6011 | 0.00055296 | 0.02986% | 0.5006% | 1.4946e-06
[5 empty] | 0.43 | 0.21971 | 0.32732 | 1.6585 | 0.00021044 | 0.002841% | 0.5006% | 1.4221e-07 |  |  |  | 0.43 | 0.21971 | 0.32732 | 1.6585 | 0.00036643 | 0.009893% | 0.5006% | 4.9523e-07 |  |  | 0.43 | 0.21971 | 0.32732 | 1.6585 | 0.00057278 | 0.03093% | 0.5006% | 1.548e-06
[5 empty] | 0.435 | 0.23497 | 0.32803 | 1.7178 | 0.00021797 | 0.002943% | 0.5005% | 1.4728e-07 |  |  |  | 0.435 | 0.23497 | 0.32803 | 1.7178 | 0.00037953 | 0.01025% | 0.5005% | 5.1289e-07 |  |  | 0.435 | 0.23497 | 0.32803 | 1.7178 | 0.00059326 | 0.03203% | 0.5005% | 1.6033e-06
[5 empty] | 0.44 | 0.2502 | 0.32868 | 1.7791 | 0.00022574 | 0.003048% | 0.5005% | 1.5253e-07 |  |  |  | 0.44 | 0.2502 | 0.32868 | 1.7791 | 0.00039308 | 0.01061% | 0.5005% | 5.3115e-07 |  |  | 0.44 | 0.2502 | 0.32868 | 1.7791 | 0.00061443 | 0.03317% | 0.5005% | 1.6603e-06
[5 empty] | 0.445 | 0.2654 | 0.32929 | 1.8425 | 0.00023378 | 0.003156% | 0.5005% | 1.5794e-07 |  |  |  | 0.445 | 0.2654 | 0.32929 | 1.8425 | 0.00040708 | 0.01099% | 0.5005% | 5.5002e-07 |  |  | 0.445 | 0.2654 | 0.32929 | 1.8425 | 0.00063631 | 0.03436% | 0.5005% | 1.7193e-06
[5 empty] | 0.45 | 0.28057 | 0.32984 | 1.908 | 0.0002421 | 0.003268% | 0.5004% | 1.6355e-07 |  |  |  | 0.45 | 0.28057 | 0.32984 | 1.908 | 0.00042155 | 0.01138% | 0.5004% | 5.6952e-07 |  |  | 0.45 | 0.28057 | 0.32984 | 1.908 | 0.00065894 | 0.03558% | 0.5004% | 1.7803e-06
[5 empty] | 0.455 | 0.29572 | 0.33033 | 1.9757 | 0.00025069 | 0.003384% | 0.5004% | 1.6934e-07 |  |  |  | 0.455 | 0.29572 | 0.33033 | 1.9757 | 0.00043651 | 0.01179% | 0.5004% | 5.8969e-07 |  |  | 0.455 | 0.29572 | 0.33033 | 1.9757 | 0.00068232 | 0.03684% | 0.5004% | 1.8433e-06
[5 empty] | 0.46 | 0.31084 | 0.33078 | 2.0457 | 0.00025957 | 0.003504% | 0.5003% | 1.7532e-07 |  |  |  | 0.46 | 0.31084 | 0.33078 | 2.0457 | 0.00045198 | 0.0122% | 0.5003% | 6.1054e-07 |  |  | 0.46 | 0.31084 | 0.33078 | 2.0457 | 0.00070651 | 0.03814% | 0.5003% | 1.9085e-06
[5 empty] | 0.465 | 0.32595 | 0.33117 | 2.1181 | 0.00026876 | 0.003628% | 0.5003% | 1.8152e-07 |  |  |  | 0.465 | 0.32595 | 0.33117 | 2.1181 | 0.00046798 | 0.01263% | 0.5003% | 6.321e-07 |  |  | 0.465 | 0.32595 | 0.33117 | 2.1181 | 0.00073152 | 0.03949% | 0.5003% | 1.9758e-06
[5 empty] | 0.47 | 0.34104 | 0.33151 | 2.193 | 0.00027826 | 0.003756% | 0.5002% | 1.8792e-07 |  |  |  | 0.47 | 0.34104 | 0.33151 | 2.193 | 0.00048452 | 0.01308% | 0.5002% | 6.5439e-07 |  |  | 0.47 | 0.34104 | 0.33151 | 2.193 | 0.00075738 | 0.04089% | 0.5002% | 2.0455e-06
[5 empty] | 0.475 | 0.35612 | 0.3318 | 2.2705 | 0.00028809 | 0.003889% | 0.5002% | 1.9454e-07 |  |  |  | 0.475 | 0.35612 | 0.3318 | 2.2705 | 0.00050164 | 0.01354% | 0.5002% | 6.7745e-07 |  |  | 0.475 | 0.35612 | 0.3318 | 2.2705 | 0.00078413 | 0.04233% | 0.5002% | 2.1176e-06
[5 empty] | 0.48 | 0.37118 | 0.33203 | 2.3506 | 0.00029826 | 0.004026% | 0.5002% | 2.0139e-07 |  |  |  | 0.48 | 0.37118 | 0.33203 | 2.3506 | 0.00051934 | 0.01402% | 0.5002% | 7.0131e-07 |  |  | 0.48 | 0.37118 | 0.33203 | 2.3506 | 0.00081181 | 0.04383% | 0.5002% | 2.1921e-06
[5 empty] | 0.485 | 0.38623 | 0.33222 | 2.4335 | 0.00030878 | 0.004168% | 0.5001% | 2.0848e-07 |  |  |  | 0.485 | 0.38623 | 0.33222 | 2.4335 | 0.00053766 | 0.01452% | 0.5001% | 7.2598e-07 |  |  | 0.485 | 0.38623 | 0.33222 | 2.4335 | 0.00084044 | 0.04537% | 0.5001% | 2.2693e-06
[5 empty] | 0.49 | 0.40128 | 0.33235 | 2.5193 | 0.00031967 | 0.004315% | 0.5001% | 2.1581e-07 |  |  |  | 0.49 | 0.40128 | 0.33235 | 2.5193 | 0.00055662 | 0.01503% | 0.5001% | 7.5152e-07 |  |  | 0.49 | 0.40128 | 0.33235 | 2.5193 | 0.00087007 | 0.04697% | 0.5001% | 2.3491e-06
[5 empty] | 0.495 | 0.41632 | 0.33243 | 2.6081 | 0.00033093 | 0.004468% | 0.5001% | 2.234e-07 |  |  |  | 0.495 | 0.41632 | 0.33243 | 2.6081 | 0.00057624 | 0.01556% | 0.5001% | 7.7794e-07 |  |  | 0.495 | 0.41632 | 0.33243 | 2.6081 | 0.00090073 | 0.04863% | 0.5001% | 2.4316e-06
[5 empty] | 0.5 | 0.43136 | 0.33245 | 2.7 | 0.00034259 | 0.004625% | 0.5% | 2.3125e-07 |  |  |  | 0.5 | 0.43136 | 0.33245 | 2.7 | 0.00059654 | 0.01611% | 0.5% | 8.0529e-07 |  |  | 0.5 | 0.43136 | 0.33245 | 2.7 | 0.00093247 | 0.05034% | 0.5% | 2.5171e-06
[5 empty] | 0.505 | 0.4464 | 0.33243 | 2.7951 | 0.00035467 | 0.004788% | 0.5% | 2.3938e-07 |  |  |  | 0.505 | 0.4464 | 0.33243 | 2.7951 | 0.00061756 | 0.01667% | 0.5% | 8.3359e-07 |  |  | 0.505 | 0.4464 | 0.33243 | 2.7951 | 0.00096533 | 0.05211% | 0.5% | 2.6056e-06
[5 empty] | 0.51 | 0.46145 | 0.33235 | 2.8937 | 0.00036717 | 0.004957% | 0.4999% | 2.478e-07 |  |  |  | 0.51 | 0.46145 | 0.33235 | 2.8937 | 0.00063933 | 0.01726% | 0.4999% | 8.629e-07 |  |  | 0.51 | 0.46145 | 0.33235 | 2.8937 | 0.00099935 | 0.05395% | 0.4999% | 2.6972e-06
[5 empty] | 0.515 | 0.47649 | 0.33222 | 2.9957 | 0.00038011 | 0.005131% | 0.4999% | 2.5651e-07 |  |  |  | 0.515 | 0.47649 | 0.33222 | 2.9957 | 0.00066187 | 0.01787% | 0.4999% | 8.9325e-07 |  |  | 0.515 | 0.47649 | 0.33222 | 2.9957 | 0.0010346 | 0.05585% | 0.4999% | 2.792e-06
[5 empty] | 0.52 | 0.49155 | 0.33203 | 3.1013 | 0.00039352 | 0.005312% | 0.4999% | 2.6554e-07 |  |  |  | 0.52 | 0.49155 | 0.33203 | 3.1013 | 0.00068521 | 0.0185% | 0.4999% | 9.2468e-07 |  |  | 0.52 | 0.49155 | 0.33203 | 3.1013 | 0.0010711 | 0.05782% | 0.4999% | 2.8902e-06
[5 empty] | 0.525 | 0.50661 | 0.3318 | 3.2108 | 0.00040741 | 0.0055% | 0.4998% | 2.7489e-07 |  |  |  | 0.525 | 0.50661 | 0.3318 | 3.2108 | 0.00070939 | 0.01915% | 0.4998% | 9.5724e-07 |  |  | 0.525 | 0.50661 | 0.3318 | 3.2108 | 0.0011089 | 0.05986% | 0.4998% | 2.992e-06
[5 empty] | 0.53 | 0.52169 | 0.33151 | 3.3242 | 0.0004218 | 0.005694% | 0.4998% | 2.8458e-07 |  |  |  | 0.53 | 0.52169 | 0.33151 | 3.3242 | 0.00073445 | 0.01983% | 0.4998% | 9.9097e-07 |  |  | 0.53 | 0.52169 | 0.33151 | 3.3242 | 0.0011481 | 0.06198% | 0.4998% | 3.0974e-06
[5 empty] | 0.535 | 0.53678 | 0.33117 | 3.4417 | 0.00043671 | 0.005895% | 0.4997% | 2.9462e-07 |  |  |  | 0.535 | 0.53678 | 0.33117 | 3.4417 | 0.00076042 | 0.02053% | 0.4997% | 1.0259e-06 |  |  | 0.535 | 0.53678 | 0.33117 | 3.4417 | 0.0011886 | 0.06417% | 0.4997% | 3.2066e-06
[5 empty] | 0.54 | 0.55188 | 0.33078 | 3.5636 | 0.00045217 | 0.006104% | 0.4997% | 3.0502e-07 |  |  |  | 0.54 | 0.55188 | 0.33078 | 3.5636 | 0.00078734 | 0.02126% | 0.4997% | 1.0621e-06 |  |  | 0.54 | 0.55188 | 0.33078 | 3.5636 | 0.0012307 | 0.06644% | 0.4997% | 3.3198e-06
[5 empty] | 0.545 | 0.56701 | 0.33033 | 3.6899 | 0.0004682 | 0.00632% | 0.4997% | 3.1581e-07 |  |  |  | 0.545 | 0.56701 | 0.33033 | 3.6899 | 0.00081524 | 0.02201% | 0.4997% | 1.0997e-06 |  |  | 0.545 | 0.56701 | 0.33033 | 3.6899 | 0.0012743 | 0.06879% | 0.4997% | 3.4372e-06
[5 empty] | 0.55 | 0.58216 | 0.32984 | 3.8208 | 0.00048481 | 0.006545% | 0.4996% | 3.2699e-07 |  |  |  | 0.55 | 0.58216 | 0.32984 | 3.8208 | 0.00084418 | 0.02279% | 0.4996% | 1.1386e-06 |  |  | 0.55 | 0.58216 | 0.32984 | 3.8208 | 0.0013196 | 0.07123% | 0.4996% | 3.5588e-06
[5 empty] | 0.555 | 0.59733 | 0.32929 | 3.9567 | 0.00050205 | 0.006777% | 0.4996% | 3.3858e-07 |  |  |  | 0.555 | 0.59733 | 0.32929 | 3.9567 | 0.00087419 | 0.0236% | 0.4996% | 1.179e-06 |  |  | 0.555 | 0.59733 | 0.32929 | 3.9567 | 0.0013665 | 0.07376% | 0.4996% | 3.685e-06
[5 empty] | 0.56 | 0.61253 | 0.32868 | 4.0976 | 0.00051993 | 0.007019% | 0.4995% | 3.5061e-07 |  |  |  | 0.56 | 0.61253 | 0.32868 | 4.0976 | 0.00090532 | 0.02444% | 0.4995% | 1.2209e-06 |  |  | 0.56 | 0.61253 | 0.32868 | 4.0976 | 0.0014151 | 0.07639% | 0.4995% | 3.8159e-06
[5 empty] | 0.565 | 0.62775 | 0.32803 | 4.2438 | 0.00053848 | 0.007269% | 0.4995% | 3.6309e-07 |  |  |  | 0.565 | 0.62775 | 0.32803 | 4.2438 | 0.00093763 | 0.02531% | 0.4995% | 1.2644e-06 |  |  | 0.565 | 0.62775 | 0.32803 | 4.2438 | 0.0014656 | 0.07911% | 0.4995% | 3.9517e-06
[5 empty] | 0.57 | 0.64301 | 0.32732 | 4.3955 | 0.00055774 | 0.007529% | 0.4995% | 3.7605e-07 |  |  |  | 0.57 | 0.64301 | 0.32732 | 4.3955 | 0.00097116 | 0.02622% | 0.4995% | 1.3095e-06 |  |  | 0.57 | 0.64301 | 0.32732 | 4.3955 | 0.0015181 | 0.08194% | 0.4995% | 4.0926e-06
[5 empty] | 0.575 | 0.65831 | 0.32656 | 4.5531 | 0.00057773 | 0.007799% | 0.4994% | 3.8949e-07 |  |  |  | 0.575 | 0.65831 | 0.32656 | 4.5531 | 0.001006 | 0.02716% | 0.4994% | 1.3563e-06 |  |  | 0.575 | 0.65831 | 0.32656 | 4.5531 | 0.0015725 | 0.08488% | 0.4994% | 4.2388e-06
[5 empty] | 0.58 | 0.67364 | 0.32574 | 4.7167 | 0.00059848 | 0.008079% | 0.4994% | 4.0345e-07 |  |  |  | 0.58 | 0.67364 | 0.32574 | 4.7167 | 0.0010421 | 0.02813% | 0.4994% | 1.4049e-06 |  |  | 0.58 | 0.67364 | 0.32574 | 4.7167 | 0.001629 | 0.08792% | 0.4994% | 4.3907e-06
[5 empty] | 0.585 | 0.68901 | 0.32488 | 4.8866 | 0.00062004 | 0.00837% | 0.4993% | 4.1795e-07 |  |  |  | 0.585 | 0.68901 | 0.32488 | 4.8866 | 0.0010796 | 0.02915% | 0.4993% | 1.4553e-06 |  |  | 0.585 | 0.68901 | 0.32488 | 4.8866 | 0.0016876 | 0.09109% | 0.4993% | 4.5484e-06
[5 empty] | 0.59 | 0.70442 | 0.32396 | 5.0631 | 0.00064244 | 0.008673% | 0.4993% | 4.3301e-07 |  |  |  | 0.59 | 0.70442 | 0.32396 | 5.0631 | 0.0011186 | 0.0302% | 0.4993% | 1.5078e-06 |  |  | 0.59 | 0.70442 | 0.32396 | 5.0631 | 0.0017486 | 0.09438% | 0.4993% | 4.7122e-06
[5 empty] | 0.595 | 0.71988 | 0.32298 | 5.2466 | 0.00066572 | 0.008987% | 0.4992% | 4.4866e-07 |  |  |  | 0.595 | 0.71988 | 0.32298 | 5.2466 | 0.0011592 | 0.03129% | 0.4992% | 1.5623e-06 |  |  | 0.595 | 0.71988 | 0.32298 | 5.2466 | 0.001812 | 0.0978% | 0.4992% | 4.8825e-06
[5 empty] | 0.6 | 0.73538 | 0.32195 | 5.4373 | 0.00068992 | 0.009313% | 0.4992% | 4.6492e-07 |  |  |  | 0.6 | 0.73538 | 0.32195 | 5.4373 | 0.0012013 | 0.03243% | 0.4992% | 1.6189e-06 |  |  | 0.6 | 0.73538 | 0.32195 | 5.4373 | 0.0018778 | 0.1014% | 0.4992% | 5.0594e-06
[5 empty] | 0.605 | 0.75094 | 0.32087 | 5.6356 | 0.00071508 | 0.009653% | 0.4992% | 4.8184e-07 |  |  |  | 0.605 | 0.75094 | 0.32087 | 5.6356 | 0.0012451 | 0.03361% | 0.4992% | 1.6778e-06 |  |  | 0.605 | 0.75094 | 0.32087 | 5.6356 | 0.0019463 | 0.105% | 0.4992% | 5.2433e-06
[5 empty] | 0.61 | 0.76655 | 0.31973 | 5.8418 | 0.00074125 | 0.01001% | 0.4991% | 4.9942e-07 |  |  |  | 0.61 | 0.76655 | 0.31973 | 5.8418 | 0.0012907 | 0.03484% | 0.4991% | 1.739e-06 |  |  | 0.61 | 0.76655 | 0.31973 | 5.8418 | 0.0020175 | 0.1089% | 0.4991% | 5.4346e-06
[5 empty] | 0.615 | 0.78221 | 0.31854 | 6.0564 | 0.00076848 | 0.01037% | 0.4991% | 5.1772e-07 |  |  |  | 0.615 | 0.78221 | 0.31854 | 6.0564 | 0.0013381 | 0.03612% | 0.4991% | 1.8027e-06 |  |  | 0.615 | 0.78221 | 0.31854 | 6.0564 | 0.0020916 | 0.1129% | 0.4991% | 5.6336e-06
[5 empty] | 0.62 | 0.79794 | 0.3173 | 6.2797 | 0.00079682 | 0.01076% | 0.499% | 5.3676e-07 |  |  |  | 0.62 | 0.79794 | 0.3173 | 6.2797 | 0.0013874 | 0.03745% | 0.499% | 1.869e-06 |  |  | 0.62 | 0.79794 | 0.3173 | 6.2797 | 0.0021688 | 0.117% | 0.499% | 5.8407e-06
[5 empty] | 0.625 | 0.81373 | 0.316 | 6.5122 | 0.00082632 | 0.01115% | 0.499% | 5.5658e-07 |  |  |  | 0.625 | 0.81373 | 0.316 | 6.5122 | 0.0014388 | 0.03884% | 0.499% | 1.938e-06 |  |  | 0.625 | 0.81373 | 0.316 | 6.5122 | 0.0022491 | 0.1214% | 0.499% | 6.0563e-06
[5 empty] | 0.63 | 0.82959 | 0.31464 | 6.7544 | 0.00085705 | 0.01157% | 0.4989% | 5.7722e-07 |  |  |  | 0.63 | 0.82959 | 0.31464 | 6.7544 | 0.0014923 | 0.04028% | 0.4989% | 2.0099e-06 |  |  | 0.63 | 0.82959 | 0.31464 | 6.7544 | 0.0023327 | 0.1259% | 0.4989% | 6.2807e-06
[5 empty] | 0.635 | 0.84551 | 0.31323 | 7.0067 | 0.00088906 | 0.012% | 0.4989% | 5.9872e-07 |  |  |  | 0.635 | 0.84551 | 0.31323 | 7.0067 | 0.0015481 | 0.04179% | 0.4989% | 2.0847e-06 |  |  | 0.635 | 0.84551 | 0.31323 | 7.0067 | 0.0024198 | 0.1306% | 0.4989% | 6.5146e-06
[5 empty] | 0.64 | 0.86151 | 0.31176 | 7.2697 | 0.00092243 | 0.01245% | 0.4988% | 6.2113e-07 |  |  |  | 0.64 | 0.86151 | 0.31176 | 7.2697 | 0.0016062 | 0.04336% | 0.4988% | 2.1627e-06 |  |  | 0.64 | 0.86151 | 0.31176 | 7.2697 | 0.0025107 | 0.1355% | 0.4988% | 6.7582e-06
[5 empty] | 0.645 | 0.87759 | 0.31024 | 7.5438 | 0.00095721 | 0.01292% | 0.4988% | 6.4449e-07 |  |  |  | 0.645 | 0.87759 | 0.31024 | 7.5438 | 0.0016667 | 0.04499% | 0.4988% | 2.2441e-06 |  |  | 0.645 | 0.87759 | 0.31024 | 7.5438 | 0.0026053 | 0.1406% | 0.4988% | 7.0122e-06
[5 empty] | 0.65 | 0.89375 | 0.30867 | 7.8298 | 0.00099349 | 0.01341% | 0.4987% | 6.6885e-07 |  |  |  | 0.65 | 0.89375 | 0.30867 | 7.8298 | 0.0017299 | 0.0467% | 0.4987% | 2.3289e-06 |  |  | 0.65 | 0.89375 | 0.30867 | 7.8298 | 0.0027041 | 0.1459% | 0.4987% | 7.277e-06
[5 empty] | 0.655 | 0.90999 | 0.30703 | 8.1281 | 0.0010314 | 0.01392% | 0.4987% | 6.9426e-07 |  |  |  | 0.655 | 0.90999 | 0.30703 | 8.1281 | 0.0017958 | 0.04848% | 0.4987% | 2.4173e-06 |  |  | 0.655 | 0.90999 | 0.30703 | 8.1281 | 0.0028071 | 0.1515% | 0.4987% | 7.5533e-06
[5 empty] | 0.66 | 0.92632 | 0.30534 | 8.4396 | 0.0010709 | 0.01446% | 0.4986% | 7.2078e-07 |  |  |  | 0.66 | 0.92632 | 0.30534 | 8.4396 | 0.0018646 | 0.05033% | 0.4986% | 2.5097e-06 |  |  | 0.66 | 0.92632 | 0.30534 | 8.4396 | 0.0029147 | 0.1573% | 0.4986% | 7.8417e-06
[5 empty] | 0.665 | 0.94274 | 0.30359 | 8.7648 | 0.0011121 | 0.01501% | 0.4986% | 7.4847e-07 |  |  |  | 0.665 | 0.94274 | 0.30359 | 8.7648 | 0.0019365 | 0.05227% | 0.4986% | 2.6061e-06 |  |  | 0.665 | 0.94274 | 0.30359 | 8.7648 | 0.003027 | 0.1633% | 0.4986% | 8.1427e-06
[5 empty] | 0.67 | 0.95926 | 0.30179 | 9.1046 | 0.0011553 | 0.01559% | 0.4985% | 7.774e-07 |  |  |  | 0.67 | 0.95926 | 0.30179 | 9.1046 | 0.0020116 | 0.0543% | 0.4985% | 2.7068e-06 |  |  | 0.67 | 0.95926 | 0.30179 | 9.1046 | 0.0031444 | 0.1697% | 0.4985% | 8.4572e-06
[5 empty] | 0.675 | 0.97588 | 0.29993 | 9.4597 | 0.0012003 | 0.0162% | 0.4984% | 8.0763e-07 |  |  |  | 0.675 | 0.97588 | 0.29993 | 9.4597 | 0.00209 | 0.05642% | 0.4984% | 2.812e-06 |  |  | 0.675 | 0.97588 | 0.29993 | 9.4597 | 0.003267 | 0.1763% | 0.4984% | 8.7858e-06
[5 empty] | 0.68 | 0.9926 | 0.29801 | 9.8311 | 0.0012474 | 0.01684% | 0.4984% | 8.3924e-07 |  |  |  | 0.68 | 0.9926 | 0.29801 | 9.8311 | 0.0021721 | 0.05863% | 0.4984% | 2.922e-06 |  |  | 0.68 | 0.9926 | 0.29801 | 9.8311 | 0.0033953 | 0.1832% | 0.4984% | 9.1293e-06
[5 empty] | 0.685 | 1.0094 | 0.29603 | 10.2196 | 0.0012967 | 0.0175% | 0.4983% | 8.723e-07 |  |  |  | 0.685 | 1.0094 | 0.29603 | 10.2196 | 0.0022579 | 0.06095% | 0.4983% | 3.0371e-06 |  |  | 0.685 | 1.0094 | 0.29603 | 10.2196 | 0.0035295 | 0.1904% | 0.4983% | 9.4887e-06
[5 empty] | 0.69 | 1.0264 | 0.29399 | 10.6264 | 0.0013483 | 0.0182% | 0.4983% | 9.069e-07 |  |  |  | 0.69 | 1.0264 | 0.29399 | 10.6264 | 0.0023478 | 0.06337% | 0.4983% | 3.1575e-06 |  |  | 0.69 | 1.0264 | 0.29399 | 10.6264 | 0.0036699 | 0.198% | 0.4983% | 9.8647e-06
[5 empty] | 0.695 | 1.0435 | 0.2919 | 11.0523 | 0.0014024 | 0.01893% | 0.4982% | 9.4313e-07 |  |  |  | 0.695 | 1.0435 | 0.2919 | 11.0523 | 0.0024419 | 0.06591% | 0.4982% | 3.2837e-06 |  |  | 0.695 | 1.0435 | 0.2919 | 11.0523 | 0.003817 | 0.2059% | 0.4982% | 1.0258e-05
[5 empty] | 0.7 | 1.0606 | 0.28974 | 11.4986 | 0.001459 | 0.01969% | 0.4981% | 9.8108e-07 |  |  |  | 0.7 | 1.0606 | 0.28974 | 11.4986 | 0.0025405 | 0.06857% | 0.4981% | 3.4158e-06 |  |  | 0.7 | 1.0606 | 0.28974 | 11.4986 | 0.0039712 | 0.2142% | 0.4981% | 1.0671e-05
[5 empty] | 0.705 | 1.078 | 0.28753 | 11.9665 | 0.0015184 | 0.0205% | 0.4981% | 1.0209e-06 |  |  |  | 0.705 | 1.078 | 0.28753 | 11.9665 | 0.0026439 | 0.07136% | 0.4981% | 3.5542e-06 |  |  | 0.705 | 1.078 | 0.28753 | 11.9665 | 0.0041328 | 0.2229% | 0.4981% | 1.1103e-05
[5 empty] | 0.71 | 1.0954 | 0.28525 | 12.4573 | 0.0015807 | 0.02134% | 0.498% | 1.0626e-06 |  |  |  | 0.71 | 1.0954 | 0.28525 | 12.4573 | 0.0027523 | 0.07429% | 0.498% | 3.6995e-06 |  |  | 0.71 | 1.0954 | 0.28525 | 12.4573 | 0.0043023 | 0.2321% | 0.498% | 1.1556e-05
[5 empty] | 0.715 | 1.113 | 0.28292 | 12.9726 | 0.001646 | 0.02222% | 0.4979% | 1.1064e-06 |  |  |  | 0.715 | 1.113 | 0.28292 | 12.9726 | 0.0028662 | 0.07736% | 0.4979% | 3.8519e-06 |  |  | 0.715 | 1.113 | 0.28292 | 12.9726 | 0.0044802 | 0.2416% | 0.4979% | 1.2032e-05
[5 empty] | 0.72 | 1.1308 | 0.28052 | 13.5137 | 0.0017147 | 0.02315% | 0.4979% | 1.1524e-06 |  |  |  | 0.72 | 1.1308 | 0.28052 | 13.5137 | 0.0029857 | 0.08058% | 0.4979% | 4.0119e-06 |  |  | 0.72 | 1.1308 | 0.28052 | 13.5137 | 0.0046671 | 0.2517% | 0.4979% | 1.2532e-05
[5 empty] | 0.725 | 1.1487 | 0.27806 | 14.0824 | 0.0017869 | 0.02412% | 0.4978% | 1.2007e-06 |  |  |  | 0.725 | 1.1487 | 0.27806 | 14.0824 | 0.0031114 | 0.08397% | 0.4978% | 4.1801e-06 |  |  | 0.725 | 1.1487 | 0.27806 | 14.0824 | 0.0048635 | 0.2623% | 0.4978% | 1.3056e-05
[5 empty] | 0.73 | 1.1667 | 0.27554 | 14.6804 | 0.0018628 | 0.02514% | 0.4977% | 1.2515e-06 |  |  |  | 0.73 | 1.1667 | 0.27554 | 14.6804 | 0.0032435 | 0.08754% | 0.4977% | 4.3568e-06 |  |  | 0.73 | 1.1667 | 0.27554 | 14.6804 | 0.0050701 | 0.2734% | 0.4977% | 1.3608e-05
[5 empty] | 0.735 | 1.185 | 0.27295 | 15.3099 | 0.0019426 | 0.02622% | 0.4976% | 1.3049e-06 |  |  |  | 0.735 | 1.185 | 0.27295 | 15.3099 | 0.0033826 | 0.09129% | 0.4976% | 4.5428e-06 |  |  | 0.735 | 1.185 | 0.27295 | 15.3099 | 0.0052874 | 0.2851% | 0.4976% | 1.4188e-05
[5 empty] | 0.74 | 1.2034 | 0.2703 | 15.9727 | 0.0020267 | 0.02736% | 0.4976% | 1.3612e-06 |  |  |  | 0.74 | 1.2034 | 0.2703 | 15.9727 | 0.003529 | 0.09524% | 0.4976% | 4.7386e-06 |  |  | 0.74 | 1.2034 | 0.2703 | 15.9727 | 0.0055163 | 0.2974% | 0.4976% | 1.4799e-05
[5 empty] | 0.745 | 1.222 | 0.26759 | 16.6713 | 0.0021154 | 0.02855% | 0.4975% | 1.4205e-06 |  |  |  | 0.745 | 1.222 | 0.26759 | 16.6713 | 0.0036834 | 0.0994% | 0.4975% | 4.945e-06 |  |  | 0.745 | 1.222 | 0.26759 | 16.6713 | 0.0057576 | 0.3104% | 0.4975% | 1.5443e-05
[5 empty] | 0.75 | 1.2408 | 0.26481 | 17.4081 | 0.0022089 | 0.02982% | 0.4974% | 1.483e-06 |  |  |  | 0.75 | 1.2408 | 0.26481 | 17.4081 | 0.0038462 | 0.1038% | 0.4974% | 5.1625e-06 |  |  | 0.75 | 1.2408 | 0.26481 | 17.4081 | 0.0060121 | 0.3241% | 0.4974% | 1.6122e-05
[5 empty] | 0.755 | 1.2597 | 0.26197 | 18.1859 | 0.0023076 | 0.03115% | 0.4973% | 1.5489e-06 |  |  |  | 0.755 | 1.2597 | 0.26197 | 18.1859 | 0.004018 | 0.1084% | 0.4973% | 5.392e-06 |  |  | 0.755 | 1.2597 | 0.26197 | 18.1859 | 0.0062807 | 0.3386% | 0.4973% | 1.6838e-05
[5 empty] | 0.76 | 1.2789 | 0.25906 | 19.0076 | 0.0024118 | 0.03255% | 0.4972% | 1.6186e-06 |  |  |  | 0.76 | 1.2789 | 0.25906 | 19.0076 | 0.0041996 | 0.1133% | 0.4972% | 5.6345e-06 |  |  | 0.76 | 1.2789 | 0.25906 | 19.0076 | 0.0065645 | 0.3539% | 0.4972% | 1.7594e-05
[5 empty] | 0.765 | 1.2983 | 0.25608 | 19.8764 | 0.0025221 | 0.03404% | 0.4971% | 1.6922e-06 |  |  |  | 0.765 | 1.2983 | 0.25608 | 19.8764 | 0.0043915 | 0.1185% | 0.4971% | 5.8907e-06 |  |  | 0.765 | 1.2983 | 0.25608 | 19.8764 | 0.0068645 | 0.37% | 0.4971% | 1.8393e-05
[5 empty] | 0.77 | 1.318 | 0.25304 | 20.796 | 0.0026387 | 0.03562% | 0.497% | 1.7702e-06 |  |  |  | 0.77 | 1.318 | 0.25304 | 20.796 | 0.0045947 | 0.124% | 0.497% | 6.1619e-06 |  |  | 0.77 | 1.318 | 0.25304 | 20.796 | 0.0071821 | 0.3871% | 0.497% | 1.9238e-05
[5 empty] | 0.775 | 1.3379 | 0.24993 | 21.7702 | 0.0027624 | 0.03728% | 0.4969% | 1.8527e-06 |  |  |  | 0.775 | 1.3379 | 0.24993 | 21.7702 | 0.0048099 | 0.1298% | 0.4969% | 6.4489e-06 |  |  | 0.775 | 1.3379 | 0.24993 | 21.7702 | 0.0075186 | 0.4052% | 0.4969% | 2.0133e-05
[5 empty] | 0.78 | 1.358 | 0.24674 | 22.8032 | 0.0028934 | 0.03905% | 0.4968% | 1.9402e-06 |  |  |  | 0.78 | 1.358 | 0.24674 | 22.8032 | 0.0050382 | 0.1359% | 0.4968% | 6.7533e-06 |  |  | 0.78 | 1.358 | 0.24674 | 22.8032 | 0.0078753 | 0.4244% | 0.4968% | 2.1082e-05
[5 empty] | 0.785 | 1.3784 | 0.24349 | 23.8998 | 0.0030326 | 0.04093% | 0.4967% | 2.033e-06 |  |  |  | 0.785 | 1.3784 | 0.24349 | 23.8998 | 0.0052804 | 0.1425% | 0.4967% | 7.0762e-06 |  |  | 0.785 | 1.3784 | 0.24349 | 23.8998 | 0.008254 | 0.4447% | 0.4967% | 2.2089e-05
[5 empty] | 0.79 | 1.3991 | 0.24017 | 25.0651 | 0.0031804 | 0.04293% | 0.4966% | 2.1316e-06 |  |  |  | 0.79 | 1.3991 | 0.24017 | 25.0651 | 0.0055379 | 0.1494% | 0.4966% | 7.4192e-06 |  |  | 0.79 | 1.3991 | 0.24017 | 25.0651 | 0.0086565 | 0.4664% | 0.4966% | 2.3158e-05
[5 empty] | 0.795 | 1.42 | 0.23677 | 26.3049 | 0.0033377 | 0.04505% | 0.4964% | 2.2364e-06 |  |  |  | 0.795 | 1.42 | 0.23677 | 26.3049 | 0.0058118 | 0.1568% | 0.4964% | 7.7839e-06 |  |  | 0.795 | 1.42 | 0.23677 | 26.3049 | 0.0090847 | 0.4894% | 0.4964% | 2.4294e-05
[5 empty] | 0.8 | 1.4413 | 0.2333 | 27.6254 | 0.0035053 | 0.04731% | 0.4963% | 2.348e-06 |  |  |  | 0.8 | 1.4413 | 0.2333 | 27.6254 | 0.0061036 | 0.1647% | 0.4963% | 8.1722e-06 |  |  | 0.8 | 1.4413 | 0.2333 | 27.6254 | 0.0095408 | 0.5139% | 0.4963% | 2.5504e-05
[5 empty] | 0.805 | 1.4629 | 0.22976 | 29.0338 | 0.003684 | 0.04972% | 0.4962% | 2.467e-06 |  |  |  | 0.805 | 1.4629 | 0.22976 | 29.0338 | 0.0064148 | 0.173% | 0.4962% | 8.5861e-06 |  |  | 0.805 | 1.4629 | 0.22976 | 29.0338 | 0.010027 | 0.54% | 0.4962% | 2.6793e-05
[5 empty] | 0.81 | 1.4848 | 0.22614 | 30.5379 | 0.0038749 | 0.0523% | 0.496% | 2.5941e-06 |  |  |  | 0.81 | 1.4848 | 0.22614 | 30.5379 | 0.0067471 | 0.182% | 0.496% | 9.0279e-06 |  |  | 0.81 | 1.4848 | 0.22614 | 30.5379 | 0.010547 | 0.5679% | 0.496% | 2.8169e-05
[5 empty] | 0.815 | 1.5071 | 0.22244 | 32.1464 | 0.004079 | 0.05505% | 0.4959% | 2.7298e-06 |  |  |  | 0.815 | 1.5071 | 0.22244 | 32.1464 | 0.0071024 | 0.1916% | 0.4959% | 9.5001e-06 |  |  | 0.815 | 1.5071 | 0.22244 | 32.1464 | 0.011102 | 0.5977% | 0.4959% | 2.964e-05
[5 empty] | 0.82 | 1.5298 | 0.21867 | 33.869 | 0.0042975 | 0.058% | 0.4957% | 2.8752e-06 |  |  |  | 0.82 | 1.5298 | 0.21867 | 33.869 | 0.007483 | 0.2018% | 0.4957% | 1.0005e-05 |  |  | 0.82 | 1.5298 | 0.21867 | 33.869 | 0.011697 | 0.6296% | 0.4957% | 3.1213e-05
[5 empty] | 0.825 | 1.5529 | 0.21481 | 35.7167 | 0.004532 | 0.06116% | 0.4956% | 3.0309e-06 |  |  |  | 0.825 | 1.5529 | 0.21481 | 35.7167 | 0.0078913 | 0.2128% | 0.4956% | 1.0547e-05 |  |  | 0.825 | 1.5529 | 0.21481 | 35.7167 | 0.012335 | 0.6639% | 0.4956% | 3.2899e-05
[5 empty] | 0.83 | 1.5764 | 0.21088 | 37.7018 | 0.0047839 | 0.06456% | 0.4954% | 3.1982e-06 |  |  |  | 0.83 | 1.5764 | 0.21088 | 37.7018 | 0.0083299 | 0.2247% | 0.4954% | 1.1129e-05 |  |  | 0.83 | 1.5764 | 0.21088 | 37.7018 | 0.013021 | 0.7007% | 0.4954% | 3.4709e-05
[5 empty] | 0.835 | 1.6003 | 0.20686 | 39.8383 | 0.005055 | 0.06822% | 0.4952% | 3.3781e-06 |  |  |  | 0.835 | 1.6003 | 0.20686 | 39.8383 | 0.0088019 | 0.2374% | 0.4952% | 1.1754e-05 |  |  | 0.835 | 1.6003 | 0.20686 | 39.8383 | 0.013759 | 0.7402% | 0.4952% | 3.6655e-05
[5 empty] | 0.84 | 1.6247 | 0.20276 | 42.1418 | 0.0053472 | 0.07216% | 0.495% | 3.572e-06 |  |  |  | 0.84 | 1.6247 | 0.20276 | 42.1418 | 0.0093108 | 0.2511% | 0.495% | 1.2428e-05 |  |  | 0.84 | 1.6247 | 0.20276 | 42.1418 | 0.014554 | 0.7828% | 0.495% | 3.875e-05
[5 empty] | 0.845 | 1.6496 | 0.19857 | 44.6303 | 0.005663 | 0.07642% | 0.4948% | 3.7812e-06 |  |  |  | 0.845 | 1.6496 | 0.19857 | 44.6303 | 0.0098607 | 0.2659% | 0.4948% | 1.3156e-05 |  |  | 0.845 | 1.6496 | 0.19857 | 44.6303 | 0.015414 | 0.8289% | 0.4948% | 4.1012e-05
[5 empty] | 0.85 | 1.6751 | 0.1943 | 47.3243 | 0.0060048 | 0.08103% | 0.4946% | 4.0075e-06 |  |  |  | 0.85 | 1.6751 | 0.1943 | 47.3243 | 0.010456 | 0.2819% | 0.4946% | 1.3942e-05 |  |  | 0.85 | 1.6751 | 0.1943 | 47.3243 | 0.016344 | 0.8787% | 0.4946% | 4.3457e-05
[5 empty] | 0.855 | 1.7011 | 0.18994 | 50.247 | 0.0063757 | 0.08603% | 0.4943% | 4.2529e-06 |  |  |  | 0.855 | 1.7011 | 0.18994 | 50.247 | 0.011102 | 0.2993% | 0.4943% | 1.4795e-05 |  |  | 0.855 | 1.7011 | 0.18994 | 50.247 | 0.017353 | 0.9327% | 0.4943% | 4.6106e-05
[5 empty] | 0.86 | 1.7277 | 0.18548 | 53.4253 | 0.006779 | 0.09147% | 0.4941% | 4.5195e-06 |  |  |  | 0.86 | 1.7277 | 0.18548 | 53.4253 | 0.011804 | 0.3182% | 0.4941% | 1.5721e-05 |  |  | 0.86 | 1.7277 | 0.18548 | 53.4253 | 0.018451 | 0.9914% | 0.4941% | 4.8982e-05
[5 empty] | 0.865 | 1.755 | 0.18093 | 56.8904 | 0.0072186 | 0.0974% | 0.4938% | 4.8098e-06 |  |  |  | 0.865 | 1.755 | 0.18093 | 56.8904 | 0.012569 | 0.3388% | 0.4938% | 1.673e-05 |  |  | 0.865 | 1.755 | 0.18093 | 56.8904 | 0.019648 | 1.055% | 0.4938% | 5.2114e-05
[5 empty] | 0.87 | 1.783 | 0.17629 | 60.6783 | 0.0076993 | 0.1039% | 0.4935% | 5.1268e-06 |  |  |  | 0.87 | 1.783 | 0.17629 | 60.6783 | 0.013406 | 0.3613% | 0.4935% | 1.7831e-05 |  |  | 0.87 | 1.783 | 0.17629 | 60.6783 | 0.020956 | 1.125% | 0.4935% | 5.5531e-05
[5 empty] | 0.875 | 1.8118 | 0.17154 | 64.831 | 0.0082262 | 0.111% | 0.4932% | 5.474e-06 |  |  |  | 0.875 | 1.8118 | 0.17154 | 64.831 | 0.014324 | 0.386% | 0.4932% | 1.9037e-05 |  |  | 0.875 | 1.8118 | 0.17154 | 64.831 | 0.02239 | 1.202% | 0.4932% | 5.9271e-05
[5 empty] | 0.88 | 1.8413 | 0.1667 | 69.3982 | 0.0088057 | 0.1188% | 0.4928% | 5.8554e-06 |  |  |  | 0.88 | 1.8413 | 0.1667 | 69.3982 | 0.015333 | 0.4131% | 0.4928% | 2.0361e-05 |  |  | 0.88 | 1.8413 | 0.1667 | 69.3982 | 0.023967 | 1.286% | 0.4928% | 6.3375e-05
[5 empty] | 0.885 | 1.8718 | 0.16175 | 74.4379 | 0.0094452 | 0.1274% | 0.4925% | 6.2756e-06 |  |  |  | 0.885 | 1.8718 | 0.16175 | 74.4379 | 0.016446 | 0.4431% | 0.4925% | 2.182e-05 |  |  | 0.885 | 1.8718 | 0.16175 | 74.4379 | 0.025708 | 1.379% | 0.4925% | 6.7895e-05
[5 empty] | 0.89 | 1.9032 | 0.1567 | 80.0198 | 0.010153 | 0.137% | 0.4921% | 6.7403e-06 |  |  |  | 0.89 | 1.9032 | 0.1567 | 80.0198 | 0.01768 | 0.4762% | 0.4921% | 2.3433e-05 |  |  | 0.89 | 1.9032 | 0.1567 | 80.0198 | 0.027636 | 1.481% | 0.4921% | 7.2889e-05
[5 empty] | 0.895 | 1.9356 | 0.15153 | 86.2268 | 0.010941 | 0.1476% | 0.4916% | 7.2563e-06 |  |  |  | 0.895 | 1.9356 | 0.15153 | 86.2268 | 0.019051 | 0.5131% | 0.4916% | 2.5224e-05 |  |  | 0.895 | 1.9356 | 0.15153 | 86.2268 | 0.029779 | 1.595% | 0.4916% | 7.8427e-05
[5 empty] | 0.9 | 1.9692 | 0.14625 | 93.1592 | 0.011821 | 0.1595% | 0.4912% | 7.8315e-06 |  |  |  | 0.9 | 1.9692 | 0.14625 | 93.1592 | 0.020583 | 0.5542% | 0.4912% | 2.7219e-05 |  |  | 0.9 | 1.9692 | 0.14625 | 93.1592 | 0.032174 | 1.722% | 0.4912% | 8.4594e-05
[5 empty] | 0.905 | 2.0041 | 0.14085 | 100.9389 | 0.012808 | 0.1728% | 0.4906% | 8.4758e-06 |  |  |  | 0.905 | 2.0041 | 0.14085 | 100.9389 | 0.022302 | 0.6003% | 0.4906% | 2.9453e-05 |  |  | 0.905 | 2.0041 | 0.14085 | 100.9389 | 0.03486 | 1.865% | 0.4906% | 9.1493e-05
[5 empty] | 0.91 | 2.0403 | 0.13533 | 109.716 | 0.013922 | 0.1878% | 0.49% | 9.201e-06 |  |  |  | 0.91 | 2.0403 | 0.13533 | 109.716 | 0.024241 | 0.6524% | 0.49% | 3.1968e-05 |  |  | 0.91 | 2.0403 | 0.13533 | 109.716 | 0.037892 | 2.025% | 0.49% | 9.9248e-05
[5 empty] | 0.915 | 2.078 | 0.12967 | 119.6763 | 0.015185 | 0.2048% | 0.4894% | 1.0022e-05 |  |  |  | 0.915 | 2.078 | 0.12967 | 119.6763 | 0.026441 | 0.7114% | 0.4894% | 3.4813e-05 |  |  | 0.915 | 2.078 | 0.12967 | 119.6763 | 0.041332 | 2.207% | 0.4894% | 0.00010801
[5 empty] | 0.92 | 2.1174 | 0.12389 | 131.0538 | 0.016629 | 0.2242% | 0.4886% | 1.0957e-05 |  |  |  | 0.92 | 2.1174 | 0.12389 | 131.0538 | 0.028955 | 0.7787% | 0.4886% | 3.8052e-05 |  |  | 0.92 | 2.1174 | 0.12389 | 131.0538 | 0.045261 | 2.414% | 0.4886% | 0.00011798
[5 empty] | 0.925 | 2.1588 | 0.11796 | 144.1456 | 0.01829 | 0.2466% | 0.4878% | 1.203e-05 |  |  |  | 0.925 | 2.1588 | 0.11796 | 144.1456 | 0.031848 | 0.8562% | 0.4878% | 4.1765e-05 |  |  | 0.925 | 2.1588 | 0.11796 | 144.1456 | 0.049782 | 2.652% | 0.4878% | 0.00012939
[5 empty] | 0.93 | 2.2023 | 0.11189 | 159.3357 | 0.020218 | 0.2726% | 0.4868% | 1.327e-05 |  |  |  | 0.93 | 2.2023 | 0.11189 | 159.3357 | 0.035204 | 0.946% | 0.4868% | 4.6056e-05 |  |  | 0.93 | 2.2023 | 0.11189 | 159.3357 | 0.055028 | 2.928% | 0.4868% | 0.00014254
[5 empty] | 0.935 | 2.2483 | 0.10566 | 177.1275 | 0.022475 | 0.303% | 0.4858% | 1.4716e-05 |  |  |  | 0.935 | 2.2483 | 0.10566 | 177.1275 | 0.039135 | 1.051% | 0.4858% | 5.1057e-05 |  |  | 0.935 | 2.2483 | 0.10566 | 177.1275 | 0.061173 | 3.249% | 0.4858% | 0.00015784
[5 empty] | 0.94 | 2.2971 | 0.099269 | 198.1947 | 0.025148 | 0.3389% | 0.4845% | 1.6421e-05 |  |  |  | 0.94 | 2.2971 | 0.099269 | 198.1947 | 0.043789 | 1.175% | 0.4845% | 5.6945e-05 |  |  | 0.94 | 2.2971 | 0.099269 | 198.1947 | 0.068449 | 3.629% | 0.4845% | 0.00017581
[5 empty] | 0.945 | 2.3492 | 0.092701 | 223.4578 | 0.028354 | 0.382% | 0.483% | 1.8453e-05 |  |  |  | 0.945 | 2.3492 | 0.092701 | 223.4578 | 0.049371 | 1.324% | 0.483% | 6.3958e-05 |  |  | 0.945 | 2.3492 | 0.092701 | 223.4578 | 0.077174 | 4.082% | 0.483% | 0.00019715
[5 empty] | 0.95 | 2.4052 | 0.085946 | 254.2074 | 0.032256 | 0.4345% | 0.4812% | 2.091e-05 |  |  |  | 0.95 | 2.4052 | 0.085946 | 254.2074 | 0.056165 | 1.505% | 0.4812% | 7.2426e-05 |  |  | 0.95 | 2.4052 | 0.085946 | 254.2074 | 0.087793 | 4.63% | 0.4812% | 0.00022282
[5 empty] | 0.955 | 2.4658 | 0.078989 | 292.3082 | 0.03709 | 0.4995% | 0.4791% | 2.3929e-05 |  |  |  | 0.955 | 2.4658 | 0.078989 | 292.3082 | 0.064583 | 1.729% | 0.4791% | 8.2817e-05 |  |  | 0.955 | 2.4658 | 0.078989 | 292.3082 | 0.10095 | 5.305% | 0.4791% | 0.00025418
[5 empty] | 0.96 | 2.5322 | 0.071811 | 340.5548 | 0.043212 | 0.5817% | 0.4764% | 2.7713e-05 |  |  |  | 0.96 | 2.5322 | 0.071811 | 340.5548 | 0.075242 | 2.011% | 0.4764% | 9.5815e-05 |  |  | 0.96 | 2.5322 | 0.071811 | 340.5548 | 0.11761 | 6.154% | 0.4764% | 0.00029319
[5 empty] | 0.965 | 2.6057 | 0.064392 | 403.3263 | 0.051177 | 0.6885% | 0.4731% | 3.2572e-05 |  |  |  | 0.965 | 2.6057 | 0.064392 | 403.3263 | 0.089111 | 2.377% | 0.4731% | 0.00011247 |  |  | 0.965 | 2.6057 | 0.064392 | 403.3263 | 0.13929 | 7.246% | 0.4731% | 0.00034279
[5 empty] | 0.97 | 2.6883 | 0.056702 | 487.8835 | 0.061906 | 0.8322% | 0.4687% | 3.9007e-05 |  |  |  | 0.97 | 2.6883 | 0.056702 | 487.8835 | 0.10779 | 2.868% | 0.4687% | 0.00013444 |  |  | 0.97 | 2.6883 | 0.056702 | 487.8835 | 0.1685 | 8.697% | 0.4687% | 0.00040763
[5 empty] | 0.975 | 2.7833 | 0.048704 | 607.1843 | 0.077044 | 1.035% | 0.4627% | 4.7877e-05 |  |  |  | 0.975 | 2.7833 | 0.048704 | 607.1843 | 0.13415 | 3.557% | 0.4627% | 0.0001646 |  |  | 0.975 | 2.7833 | 0.048704 | 607.1843 | 0.2097 | 10.71% | 0.4627% | 0.00049538
[5 empty] | 0.98 | 2.8959 | 0.040348 | 786.7966 | 0.099834 | 1.339% | 0.4541% | 6.079e-05 |  |  |  | 0.98 | 2.8959 | 0.040348 | 786.7966 | 0.17384 | 4.585% | 0.4541% | 0.00020821 |  |  | 0.98 | 2.8959 | 0.040348 | 786.7966 | 0.27173 | 13.65% | 0.4541% | 0.00061972
[5 empty] | 0.985 | 3.0355 | 0.031559 | 1085.1061 | 0.13769 | 1.842% | 0.4406% | 8.1139e-05 |  |  |  | 0.985 | 3.0355 | 0.031559 | 1085.1061 | 0.23974 | 6.268% | 0.4406% | 0.00027616 |  |  | 0.985 | 3.0355 | 0.031559 | 1085.1061 | 0.37475 | 18.32% | 0.4406% | 0.00080718
[5 empty] | 0.99 | 3.223 | 0.02221 | 1671.0183 | 0.21203 | 2.822% | 0.4165% | 0.00011752 |  |  |  | 0.99 | 3.223 | 0.02221 | 1671.0183 | 0.3692 | 9.488% | 0.4165% | 0.00039512 |  |  | 0.99 | 3.223 | 0.02221 | 1671.0183 | 0.5771 | 26.78% | 0.4165% | 0.0011151
[5 empty] | 0.995 | 3.5224 | 0.01205 | 3329.346 | 0.42245 | 5.544% | 0.3607% | 0.00019998 |  |  |  | 0.995 | 3.5224 | 0.01205 | 3329.346 | 0.73559 | 18.01% | 0.3607% | 0.00064981 |  |  | 0.995 | 3.5224 | 0.01205 | 3329.346 | 1.1498 | 46.25% | 0.3607% | 0.0016686
Air Exchange Rate | AER | 4 | hr-1 |  | CoV-2: Standing, Speaking | 0.25 | hr | 0.43136 | 1.2 |  |  | R(ERq) |  |  |  | CoV-2: Standing, Speaking | 0.5 | hr | 0.43136 | 1.2 |  |  | R(ERq) |  |  | CoV-2: Standing, Speaking | 1 | hr | 0.43136 | 1.2 |  |  | R(ERq)
Particle Deposition Rate | k | 0.24 | hr-1 |  | Percentile Increment | log10ERq | pdf log10ERq | ERq | Avg quanta/m3 | PI(ERq) | PERq | PI(ERq)*PERq | Risk = | 0.00073648 |  | Percentile Increment | log10ERq | pdf log10ERq | ERq | Avg quanta/m3 | PI(ERq) | PERq | PI(ERq)*PERq | Risk = | 0.002149 | Percentile Increment | log10ERq | pdf log10ERq | ERq | Avg quanta/m3 | PI(ERq) | PERq | PI(ERq)*PERq | Risk = | 0.0052798
Viral Inactivation Rate | λ | 0.63 | hr-1 |  | 0.005 | -2.6596 | 0.01205 | 0.0021896 | 2.2361e-07 | 3.019e-06% |  | 0 | Percentile = | 0.86 |  | 0.005 | -2.6596 | 0.01205 | 0.0021896 | 3.3154e-07 | 8.951e-06% |  | 0 | Percentile = | 0.855 | 0.005 | -2.6596 | 0.01205 | 0.0021896 | 4.2217e-07 | 2.28e-05% |  | 0 | Percentile = | 0.855
| IVRR | 4.87 |  |  | 0.01 | -2.3603 | 0.02221 | 0.0043626 | 4.4552e-07 | 6.015e-06% | 0.6649% | 3.9992e-10 | R(ERq)max = | 0.01618% |  | 0.01 | -2.3603 | 0.02221 | 0.0043626 | 6.6055e-07 | 1.783e-05% | 0.6649% | 1.1859e-09 | R(ERq)max = | 0.04591% | 0.01 | -2.3603 | 0.02221 | 0.0043626 | 8.4113e-07 | 4.542e-05% | 0.6649% | 3.0201e-09 | R(ERq)max = | 0.1057%
[5 empty] | 0.015 | -2.1727 | 0.031559 | 0.0067182 | 6.8608e-07 | 9.262e-06% | 0.5918% | 5.4809e-10 | PI 90% = | 0.1284% |  | 0.015 | -2.1727 | 0.031559 | 0.0067182 | 1.0172e-06 | 2.747e-05% | 0.5918% | 1.6253e-09 | PI 90% = | 0.3801% | 0.015 | -2.1727 | 0.031559 | 0.0067182 | 1.2953e-06 | 6.995e-05% | 0.5918% | 4.1391e-09 | PI 90% = | 0.9652%
[5 empty] | 0.02 | -2.0331 | 0.040348 | 0.0092654 | 9.4621e-07 | 1.277e-05% | 0.5633% | 7.1955e-10 | Percentile = | 0.9 |  | 0.02 | -2.0331 | 0.040348 | 0.0092654 | 1.4029e-06 | 3.788e-05% | 0.5633% | 2.1337e-09 | Percentile = | 0.9 | 0.02 | -2.0331 | 0.040348 | 0.0092654 | 1.7864e-06 | 9.647e-05% | 0.5633% | 5.434e-09 | Percentile = | 0.9
[5 empty] | 0.025 | -1.9206 | 0.048704 | 0.012006 | 1.2261e-06 | 1.655e-05% | 0.5481% | 9.0728e-10 |  |  |  | 0.025 | -1.9206 | 0.048704 | 0.012006 | 1.8179e-06 | 4.908e-05% | 0.5481% | 2.6904e-09 |  |  | 0.025 | -1.9206 | 0.048704 | 0.012006 | 2.3149e-06 | 0.000125% | 0.5481% | 6.8517e-09
[5 empty] | 0.03 | -1.8256 | 0.056702 | 0.014942 | 1.5259e-06 | 2.06e-05% | 0.5387% | 1.1097e-09 |  |  |  | 0.03 | -1.8256 | 0.056702 | 0.014942 | 2.2624e-06 | 6.109e-05% | 0.5387% | 3.2906e-09 |  |  | 0.03 | -1.8256 | 0.056702 | 0.014942 | 2.8809e-06 | 0.0001556% | 0.5387% | 8.3803e-09
[5 empty] | 0.035 | -1.7429 | 0.064392 | 0.018075 | 1.8458e-06 | 2.492e-05% | 0.5323% | 1.3263e-09 |  |  |  | 0.035 | -1.7429 | 0.064392 | 0.018075 | 2.7367e-06 | 7.389e-05% | 0.5323% | 3.933e-09 |  |  | 0.035 | -1.7429 | 0.064392 | 0.018075 | 3.4849e-06 | 0.0001882% | 0.5323% | 1.0016e-08
[5 empty] | 0.04 | -1.6695 | 0.071811 | 0.021406 | 2.1861e-06 | 2.951e-05% | 0.5276% | 1.557e-09 |  |  |  | 0.04 | -1.6695 | 0.071811 | 0.021406 | 3.2412e-06 | 8.751e-05% | 0.5276% | 4.6171e-09 |  |  | 0.04 | -1.6695 | 0.071811 | 0.021406 | 4.1272e-06 | 0.0002229% | 0.5276% | 1.1759e-08
[5 empty] | 0.045 | -1.6031 | 0.078989 | 0.024939 | 2.5469e-06 | 3.438e-05% | 0.5241% | 1.8019e-09 |  |  |  | 0.045 | -1.6031 | 0.078989 | 0.024939 | 3.7761e-06 | 0.000102% | 0.5241% | 5.3431e-09 |  |  | 0.045 | -1.6031 | 0.078989 | 0.024939 | 4.8084e-06 | 0.0002597% | 0.5241% | 1.3608e-08
[5 empty] | 0.05 | -1.5425 | 0.085946 | 0.028677 | 2.9286e-06 | 3.954e-05% | 0.5213% | 2.061e-09 |  |  |  | 0.05 | -1.5425 | 0.085946 | 0.028677 | 4.3421e-06 | 0.0001172% | 0.5213% | 6.1114e-09 |  |  | 0.05 | -1.5425 | 0.085946 | 0.028677 | 5.5291e-06 | 0.0002986% | 0.5213% | 1.5564e-08
[5 empty] | 0.055 | -1.4865 | 0.092701 | 0.032624 | 3.3316e-06 | 4.498e-05% | 0.5191% | 2.3346e-09 |  |  |  | 0.055 | -1.4865 | 0.092701 | 0.032624 | 4.9396e-06 | 0.0001334% | 0.5191% | 6.9227e-09 |  |  | 0.055 | -1.4865 | 0.092701 | 0.032624 | 6.29e-06 | 0.0003397% | 0.5191% | 1.763e-08
[5 empty] | 0.06 | -1.4344 | 0.099269 | 0.036782 | 3.7563e-06 | 5.071e-05% | 0.5172% | 2.6228e-09 |  |  |  | 0.06 | -1.4344 | 0.099269 | 0.036782 | 5.5693e-06 | 0.0001504% | 0.5172% | 7.7775e-09 |  |  | 0.06 | -1.4344 | 0.099269 | 0.036782 | 7.0917e-06 | 0.000383% | 0.5172% | 1.9807e-08
[5 empty] | 0.065 | -1.3856 | 0.10566 | 0.041157 | 4.203e-06 | 5.674e-05% | 0.5157% | 2.9261e-09 |  |  |  | 0.065 | -1.3856 | 0.10566 | 0.041157 | 6.2316e-06 | 0.0001683% | 0.5157% | 8.6768e-09 |  |  | 0.065 | -1.3856 | 0.10566 | 0.041157 | 7.9352e-06 | 0.0004285% | 0.5157% | 2.2098e-08
[5 empty] | 0.07 | -1.3396 | 0.11189 | 0.045752 | 4.6723e-06 | 6.308e-05% | 0.5144% | 3.2446e-09 |  |  |  | 0.07 | -1.3396 | 0.11189 | 0.045752 | 6.9275e-06 | 0.000187% | 0.5144% | 9.6213e-09 |  |  | 0.07 | -1.3396 | 0.11189 | 0.045752 | 8.8213e-06 | 0.0004763% | 0.5144% | 2.4503e-08
[5 empty] | 0.075 | -1.2961 | 0.11796 | 0.050574 | 5.1647e-06 | 6.972e-05% | 0.5133% | 3.5787e-09 |  |  |  | 0.075 | -1.2961 | 0.11796 | 0.050574 | 7.6575e-06 | 0.0002068% | 0.5133% | 1.0612e-08 |  |  | 0.075 | -1.2961 | 0.11796 | 0.050574 | 9.7509e-06 | 0.0005265% | 0.5133% | 2.7026e-08
[5 empty] | 0.08 | -1.2547 | 0.12389 | 0.055626 | 5.6807e-06 | 7.669e-05% | 0.5123% | 3.9288e-09 |  |  |  | 0.08 | -1.2547 | 0.12389 | 0.055626 | 8.4225e-06 | 0.0002274% | 0.5123% | 1.165e-08 |  |  | 0.08 | -1.2547 | 0.12389 | 0.055626 | 1.0725e-05 | 0.0005791% | 0.5123% | 2.967e-08
[5 empty] | 0.085 | -1.2153 | 0.12967 | 0.060914 | 6.2207e-06 | 8.398e-05% | 0.5115% | 4.2951e-09 |  |  |  | 0.085 | -1.2153 | 0.12967 | 0.060914 | 9.2232e-06 | 0.000249% | 0.5115% | 1.2736e-08 |  |  | 0.085 | -1.2153 | 0.12967 | 0.060914 | 1.1745e-05 | 0.0006342% | 0.5115% | 3.2436e-08
[5 empty] | 0.09 | -1.1775 | 0.13533 | 0.066444 | 6.7854e-06 | 9.16e-05% | 0.5107% | 4.6782e-09 |  |  |  | 0.09 | -1.1775 | 0.13533 | 0.066444 | 1.006e-05 | 0.0002716% | 0.5107% | 1.3872e-08 |  |  | 0.09 | -1.1775 | 0.13533 | 0.066444 | 1.2811e-05 | 0.0006918% | 0.5107% | 3.5329e-08
[5 empty] | 0.095 | -1.1413 | 0.14085 | 0.072222 | 7.3755e-06 | 9.957e-05% | 0.51% | 5.0783e-09 |  |  |  | 0.095 | -1.1413 | 0.14085 | 0.072222 | 1.0935e-05 | 0.0002953% | 0.51% | 1.5059e-08 |  |  | 0.095 | -1.1413 | 0.14085 | 0.072222 | 1.3925e-05 | 0.0007519% | 0.51% | 3.8351e-08
[5 empty] | 0.1 | -1.1065 | 0.14625 | 0.078253 | 7.9914e-06 | 0.0001079% | 0.5094% | 5.4959e-09 |  |  |  | 0.1 | -1.1065 | 0.14625 | 0.078253 | 1.1848e-05 | 0.0003199% | 0.5094% | 1.6297e-08 |  |  | 0.1 | -1.1065 | 0.14625 | 0.078253 | 1.5088e-05 | 0.0008147% | 0.5094% | 4.1504e-08
[5 empty] | 0.105 | -1.0729 | 0.15153 | 0.084544 | 8.6339e-06 | 0.0001166% | 0.5089% | 5.9315e-09 |  |  |  | 0.105 | -1.0729 | 0.15153 | 0.084544 | 1.2801e-05 | 0.0003456% | 0.5089% | 1.7589e-08 |  |  | 0.105 | -1.0729 | 0.15153 | 0.084544 | 1.6301e-05 | 0.0008802% | 0.5089% | 4.4794e-08
[5 empty] | 0.11 | -1.0405 | 0.1567 | 0.091102 | 9.3036e-06 | 0.0001256% | 0.5084% | 6.3854e-09 |  |  |  | 0.11 | -1.0405 | 0.1567 | 0.091102 | 1.3794e-05 | 0.0003724% | 0.5084% | 1.8935e-08 |  |  | 0.11 | -1.0405 | 0.1567 | 0.091102 | 1.7565e-05 | 0.0009485% | 0.5084% | 4.8222e-08
[5 empty] | 0.115 | -1.0091 | 0.16175 | 0.097934 | 1.0001e-05 | 0.000135% | 0.508% | 6.8582e-09 |  |  |  | 0.115 | -1.0091 | 0.16175 | 0.097934 | 1.4828e-05 | 0.0004004% | 0.508% | 2.0337e-08 |  |  | 0.115 | -1.0091 | 0.16175 | 0.097934 | 1.8882e-05 | 0.00102% | 0.508% | 5.1792e-08
[5 empty] | 0.12 | -0.97862 | 0.1667 | 0.10505 | 1.0728e-05 | 0.0001448% | 0.5075% | 7.3503e-09 |  |  |  | 0.12 | -0.97862 | 0.1667 | 0.10505 | 1.5905e-05 | 0.0004294% | 0.5075% | 2.1796e-08 |  |  | 0.12 | -0.97862 | 0.1667 | 0.10505 | 2.0253e-05 | 0.001094% | 0.5075% | 5.5509e-08
[5 empty] | 0.125 | -0.94906 | 0.17154 | 0.11245 | 1.1483e-05 | 0.000155% | 0.5072% | 7.8623e-09 |  |  |  | 0.125 | -0.94906 | 0.17154 | 0.11245 | 1.7026e-05 | 0.0004597% | 0.5072% | 2.3314e-08 |  |  | 0.125 | -0.94906 | 0.17154 | 0.11245 | 2.168e-05 | 0.001171% | 0.5072% | 5.9375e-08
[5 empty] | 0.13 | -0.92031 | 0.17629 | 0.12014 | 1.2269e-05 | 0.0001656% | 0.5068% | 8.3947e-09 |  |  |  | 0.13 | -0.92031 | 0.17629 | 0.12014 | 1.8191e-05 | 0.0004912% | 0.5068% | 2.4893e-08 |  |  | 0.13 | -0.92031 | 0.17629 | 0.12014 | 2.3164e-05 | 0.001251% | 0.5068% | 6.3396e-08
[5 empty] | 0.135 | -0.89231 | 0.18093 | 0.12814 | 1.3086e-05 | 0.0001767% | 0.5065% | 8.948e-09 |  |  |  | 0.135 | -0.89231 | 0.18093 | 0.12814 | 1.9402e-05 | 0.0005239% | 0.5065% | 2.6534e-08 |  |  | 0.135 | -0.89231 | 0.18093 | 0.12814 | 2.4706e-05 | 0.001334% | 0.5065% | 6.7574e-08
[5 empty] | 0.14 | -0.86502 | 0.18548 | 0.13645 | 1.3935e-05 | 0.0001881% | 0.5062% | 9.5228e-09 |  |  |  | 0.14 | -0.86502 | 0.18548 | 0.13645 | 2.0661e-05 | 0.0005578% | 0.5062% | 2.8238e-08 |  |  | 0.14 | -0.86502 | 0.18548 | 0.13645 | 2.6309e-05 | 0.001421% | 0.5062% | 7.1915e-08
[5 empty] | 0.145 | -0.83838 | 0.18994 | 0.14508 | 1.4816e-05 | 0.0002% | 0.5059% | 1.012e-08 |  |  |  | 0.145 | -0.83838 | 0.18994 | 0.14508 | 2.1967e-05 | 0.0005931% | 0.5059% | 3.0008e-08 |  |  | 0.145 | -0.83838 | 0.18994 | 0.14508 | 2.7973e-05 | 0.001511% | 0.5059% | 7.6423e-08
[5 empty] | 0.15 | -0.81236 | 0.1943 | 0.15404 | 1.5731e-05 | 0.0002124% | 0.5057% | 1.0739e-08 |  |  |  | 0.15 | -0.81236 | 0.1943 | 0.15404 | 2.3324e-05 | 0.0006297% | 0.5057% | 3.1845e-08 |  |  | 0.15 | -0.81236 | 0.1943 | 0.15404 | 2.97e-05 | 0.001604% | 0.5057% | 8.1101e-08
[5 empty] | 0.155 | -0.7869 | 0.19857 | 0.16334 | 1.6681e-05 | 0.0002252% | 0.5054% | 1.1382e-08 |  |  |  | 0.155 | -0.7869 | 0.19857 | 0.16334 | 2.4732e-05 | 0.0006678% | 0.5054% | 3.3751e-08 |  |  | 0.155 | -0.7869 | 0.19857 | 0.16334 | 3.1493e-05 | 0.001701% | 0.5054% | 8.5956e-08
[5 empty] | 0.16 | -0.76199 | 0.20276 | 0.17299 | 1.7666e-05 | 0.0002385% | 0.5052% | 1.2049e-08 |  |  |  | 0.16 | -0.76199 | 0.20276 | 0.17299 | 2.6192e-05 | 0.0007072% | 0.5052% | 3.5729e-08 |  |  | 0.16 | -0.76199 | 0.20276 | 0.17299 | 3.3353e-05 | 0.001801% | 0.5052% | 9.0991e-08
[5 empty] | 0.165 | -0.73757 | 0.20686 | 0.18299 | 1.8687e-05 | 0.0002523% | 0.505% | 1.274e-08 |  |  |  | 0.165 | -0.73757 | 0.20686 | 0.18299 | 2.7707e-05 | 0.0007481% | 0.505% | 3.7779e-08 |  |  | 0.165 | -0.73757 | 0.20686 | 0.18299 | 3.5281e-05 | 0.001905% | 0.505% | 9.6212e-08
[5 empty] | 0.17 | -0.71363 | 0.21088 | 0.19336 | 1.9746e-05 | 0.0002666% | 0.5048% | 1.3457e-08 |  |  |  | 0.17 | -0.71363 | 0.21088 | 0.19336 | 2.9277e-05 | 0.0007905% | 0.5048% | 3.9904e-08 |  |  | 0.17 | -0.71363 | 0.21088 | 0.19336 | 3.7281e-05 | 0.002013% | 0.5048% | 1.0162e-07
[5 empty] | 0.175 | -0.69014 | 0.21481 | 0.20411 | 2.0844e-05 | 0.0002814% | 0.5046% | 1.42e-08 |  |  |  | 0.175 | -0.69014 | 0.21481 | 0.20411 | 3.0904e-05 | 0.0008344% | 0.5046% | 4.2106e-08 |  |  | 0.175 | -0.69014 | 0.21481 | 0.20411 | 3.9353e-05 | 0.002125% | 0.5046% | 1.0723e-07
[5 empty] | 0.18 | -0.66707 | 0.21867 | 0.21524 | 2.1981e-05 | 0.0002967% | 0.5044% | 1.4969e-08 |  |  |  | 0.18 | -0.66707 | 0.21867 | 0.21524 | 3.259e-05 | 0.0008799% | 0.5044% | 4.4388e-08 |  |  | 0.18 | -0.66707 | 0.21867 | 0.21524 | 4.15e-05 | 0.002241% | 0.5044% | 1.1304e-07
[5 empty] | 0.185 | -0.6444 | 0.22244 | 0.22678 | 2.3159e-05 | 0.0003126% | 0.5043% | 1.5766e-08 |  |  |  | 0.185 | -0.6444 | 0.22244 | 0.22678 | 3.4337e-05 | 0.0009271% | 0.5043% | 4.6751e-08 |  |  | 0.185 | -0.6444 | 0.22244 | 0.22678 | 4.3723e-05 | 0.002361% | 0.5043% | 1.1906e-07
[5 empty] | 0.19 | -0.62211 | 0.22614 | 0.23872 | 2.4379e-05 | 0.0003291% | 0.5041% | 1.6591e-08 |  |  |  | 0.19 | -0.62211 | 0.22614 | 0.23872 | 3.6145e-05 | 0.0009759% | 0.5041% | 4.9197e-08 |  |  | 0.19 | -0.62211 | 0.22614 | 0.23872 | 4.6026e-05 | 0.002485% | 0.5041% | 1.2529e-07
[5 empty] | 0.195 | -0.60018 | 0.22976 | 0.25109 | 2.5642e-05 | 0.0003462% | 0.504% | 1.7445e-08 |  |  |  | 0.195 | -0.60018 | 0.22976 | 0.25109 | 3.8018e-05 | 0.001026% | 0.504% | 5.1731e-08 |  |  | 0.195 | -0.60018 | 0.22976 | 0.25109 | 4.8411e-05 | 0.002614% | 0.504% | 1.3174e-07
[5 empty] | 0.2 | -0.57858 | 0.2333 | 0.26389 | 2.6949e-05 | 0.0003638% | 0.5038% | 1.8329e-08 |  |  |  | 0.2 | -0.57858 | 0.2333 | 0.26389 | 3.9956e-05 | 0.001079% | 0.5038% | 5.4352e-08 |  |  | 0.2 | -0.57858 | 0.2333 | 0.26389 | 5.0879e-05 | 0.002747% | 0.5038% | 1.3842e-07
[5 empty] | 0.205 | -0.55731 | 0.23677 | 0.27714 | 2.8302e-05 | 0.0003821% | 0.5037% | 1.9244e-08 |  |  |  | 0.205 | -0.55731 | 0.23677 | 0.27714 | 4.1962e-05 | 0.001133% | 0.5037% | 5.7066e-08 |  |  | 0.205 | -0.55731 | 0.23677 | 0.27714 | 5.3433e-05 | 0.002885% | 0.5037% | 1.4533e-07
[5 empty] | 0.21 | -0.53634 | 0.24017 | 0.29084 | 2.9702e-05 | 0.000401% | 0.5036% | 2.0191e-08 |  |  |  | 0.21 | -0.53634 | 0.24017 | 0.29084 | 4.4037e-05 | 0.001189% | 0.5036% | 5.9873e-08 |  |  | 0.21 | -0.53634 | 0.24017 | 0.29084 | 5.6076e-05 | 0.003028% | 0.5036% | 1.5248e-07
[5 empty] | 0.215 | -0.51567 | 0.24349 | 0.30502 | 3.115e-05 | 0.0004205% | 0.5034% | 2.117e-08 |  |  |  | 0.215 | -0.51567 | 0.24349 | 0.30502 | 4.6184e-05 | 0.001247% | 0.5034% | 6.2776e-08 |  |  | 0.215 | -0.51567 | 0.24349 | 0.30502 | 5.881e-05 | 0.003176% | 0.5034% | 1.5987e-07
[5 empty] | 0.22 | -0.49527 | 0.24674 | 0.31969 | 3.2648e-05 | 0.0004407% | 0.5033% | 2.2183e-08 |  |  |  | 0.22 | -0.49527 | 0.24674 | 0.31969 | 4.8405e-05 | 0.001307% | 0.5033% | 6.578e-08 |  |  | 0.22 | -0.49527 | 0.24674 | 0.31969 | 6.1638e-05 | 0.003328% | 0.5033% | 1.6752e-07
[5 empty] | 0.225 | -0.47513 | 0.24993 | 0.33486 | 3.4197e-05 | 0.0004617% | 0.5032% | 2.3231e-08 |  |  |  | 0.225 | -0.47513 | 0.24993 | 0.33486 | 5.0702e-05 | 0.001369% | 0.5032% | 6.8885e-08 |  |  | 0.225 | -0.47513 | 0.24993 | 0.33486 | 6.4563e-05 | 0.003486% | 0.5032% | 1.7543e-07
[5 empty] | 0.23 | -0.45525 | 0.25304 | 0.35055 | 3.5799e-05 | 0.0004833% | 0.5031% | 2.4313e-08 |  |  |  | 0.23 | -0.45525 | 0.25304 | 0.35055 | 5.3077e-05 | 0.001433% | 0.5031% | 7.2097e-08 |  |  | 0.23 | -0.45525 | 0.25304 | 0.35055 | 6.7587e-05 | 0.00365% | 0.5031% | 1.8361e-07
[5 empty] | 0.235 | -0.43561 | 0.25608 | 0.36677 | 3.7455e-05 | 0.0005056% | 0.503% | 2.5433e-08 |  |  |  | 0.235 | -0.43561 | 0.25608 | 0.36677 | 5.5533e-05 | 0.001499% | 0.503% | 7.5416e-08 |  |  | 0.235 | -0.43561 | 0.25608 | 0.36677 | 7.0714e-05 | 0.003818% | 0.503% | 1.9206e-07
[5 empty] | 0.24 | -0.4162 | 0.25906 | 0.38353 | 3.9167e-05 | 0.0005288% | 0.5029% | 2.659e-08 |  |  |  | 0.24 | -0.4162 | 0.25906 | 0.38353 | 5.8071e-05 | 0.001568% | 0.5029% | 7.8848e-08 |  |  | 0.24 | -0.4162 | 0.25906 | 0.38353 | 7.3947e-05 | 0.003993% | 0.5029% | 2.008e-07
[5 empty] | 0.245 | -0.39701 | 0.26197 | 0.40086 | 4.0937e-05 | 0.0005526% | 0.5028% | 2.7786e-08 |  |  |  | 0.245 | -0.39701 | 0.26197 | 0.40086 | 6.0695e-05 | 0.001639% | 0.5028% | 8.2395e-08 |  |  | 0.245 | -0.39701 | 0.26197 | 0.40086 | 7.7288e-05 | 0.004173% | 0.5028% | 2.0984e-07
[5 empty] | 0.25 | -0.37802 | 0.26481 | 0.41877 | 4.2766e-05 | 0.0005773% | 0.5027% | 2.9022e-08 |  |  |  | 0.25 | -0.37802 | 0.26481 | 0.41877 | 6.3407e-05 | 0.001712% | 0.5027% | 8.606e-08 |  |  | 0.25 | -0.37802 | 0.26481 | 0.41877 | 8.0741e-05 | 0.00436% | 0.5027% | 2.1917e-07
[5 empty] | 0.255 | -0.35924 | 0.26759 | 0.43728 | 4.4656e-05 | 0.0006029% | 0.5026% | 3.03e-08 |  |  |  | 0.255 | -0.35924 | 0.26759 | 0.43728 | 6.6209e-05 | 0.001788% | 0.5026% | 8.9847e-08 |  |  | 0.255 | -0.35924 | 0.26759 | 0.43728 | 8.4309e-05 | 0.004553% | 0.5026% | 2.2882e-07
[5 empty] | 0.26 | -0.34065 | 0.2703 | 0.4564 | 4.6609e-05 | 0.0006292% | 0.5025% | 3.1619e-08 |  |  |  | 0.26 | -0.34065 | 0.2703 | 0.4564 | 6.9105e-05 | 0.001866% | 0.5025% | 9.3761e-08 |  |  | 0.26 | -0.34065 | 0.2703 | 0.4564 | 8.7997e-05 | 0.004752% | 0.5025% | 2.3878e-07
[5 empty] | 0.265 | -0.32224 | 0.27295 | 0.47616 | 4.8627e-05 | 0.0006565% | 0.5024% | 3.2983e-08 |  |  |  | 0.265 | -0.32224 | 0.27295 | 0.47616 | 7.2097e-05 | 0.001947% | 0.5024% | 9.7804e-08 |  |  | 0.265 | -0.32224 | 0.27295 | 0.47616 | 9.1807e-05 | 0.004957% | 0.5024% | 2.4908e-07
[5 empty] | 0.27 | -0.30401 | 0.27554 | 0.49658 | 5.0712e-05 | 0.0006846% | 0.5024% | 3.4391e-08 |  |  |  | 0.27 | -0.30401 | 0.27554 | 0.49658 | 7.5188e-05 | 0.00203% | 0.5024% | 1.0198e-07 |  |  | 0.27 | -0.30401 | 0.27554 | 0.49658 | 9.5743e-05 | 0.00517% | 0.5024% | 2.5971e-07
[5 empty] | 0.275 | -0.28595 | 0.27806 | 0.51767 | 5.2865e-05 | 0.0007137% | 0.5023% | 3.5846e-08 |  |  |  | 0.275 | -0.28595 | 0.27806 | 0.51767 | 7.8381e-05 | 0.002116% | 0.5023% | 1.0629e-07 |  |  | 0.275 | -0.28595 | 0.27806 | 0.51767 | 9.9809e-05 | 0.00539% | 0.5023% | 2.707e-07
[5 empty] | 0.28 | -0.26805 | 0.28052 | 0.53945 | 5.509e-05 | 0.0007437% | 0.5022% | 3.7349e-08 |  |  |  | 0.28 | -0.26805 | 0.28052 | 0.53945 | 8.168e-05 | 0.002205% | 0.5022% | 1.1075e-07 |  |  | 0.28 | -0.26805 | 0.28052 | 0.53945 | 0.00010401 | 0.005616% | 0.5022% | 2.8205e-07
[5 empty] | 0.285 | -0.2503 | 0.28292 | 0.56196 | 5.7388e-05 | 0.0007747% | 0.5021% | 3.8901e-08 |  |  |  | 0.285 | -0.2503 | 0.28292 | 0.56196 | 8.5087e-05 | 0.002297% | 0.5021% | 1.1535e-07 |  |  | 0.285 | -0.2503 | 0.28292 | 0.56196 | 0.00010835 | 0.005851% | 0.5021% | 2.9377e-07
[5 empty] | 0.29 | -0.2327 | 0.28525 | 0.5852 | 5.9762e-05 | 0.0008068% | 0.502% | 4.0504e-08 |  |  |  | 0.29 | -0.2327 | 0.28525 | 0.5852 | 8.8606e-05 | 0.002392% | 0.502% | 1.2011e-07 |  |  | 0.29 | -0.2327 | 0.28525 | 0.5852 | 0.00011283 | 0.006093% | 0.502% | 3.0588e-07
[5 empty] | 0.295 | -0.21524 | 0.28753 | 0.6092 | 6.2213e-05 | 0.0008399% | 0.502% | 4.216e-08 |  |  |  | 0.295 | -0.21524 | 0.28753 | 0.6092 | 9.2241e-05 | 0.00249% | 0.502% | 1.2502e-07 |  |  | 0.295 | -0.21524 | 0.28753 | 0.6092 | 0.00011746 | 0.006342% | 0.502% | 3.1838e-07
[5 empty] | 0.3 | -0.19792 | 0.28974 | 0.63399 | 6.4745e-05 | 0.000874% | 0.5019% | 4.387e-08 |  |  |  | 0.3 | -0.19792 | 0.28974 | 0.63399 | 9.5994e-05 | 0.002592% | 0.5019% | 1.3009e-07 |  |  | 0.3 | -0.19792 | 0.28974 | 0.63399 | 0.00012224 | 0.006601% | 0.5019% | 3.3129e-07
[5 empty] | 0.305 | -0.18072 | 0.2919 | 0.65959 | 6.7359e-05 | 0.0009093% | 0.5018% | 4.5635e-08 |  |  |  | 0.305 | -0.18072 | 0.2919 | 0.65959 | 9.987e-05 | 0.002696% | 0.5018% | 1.3532e-07 |  |  | 0.305 | -0.18072 | 0.2919 | 0.65959 | 0.00012717 | 0.006867% | 0.5018% | 3.4462e-07
[5 empty] | 0.31 | -0.16366 | 0.29399 | 0.68603 | 7.0059e-05 | 0.0009458% | 0.5018% | 4.7458e-08 |  |  |  | 0.31 | -0.16366 | 0.29399 | 0.68603 | 0.00010387 | 0.002805% | 0.5018% | 1.4073e-07 |  |  | 0.31 | -0.16366 | 0.29399 | 0.68603 | 0.00013227 | 0.007142% | 0.5018% | 3.5839e-07
[5 empty] | 0.315 | -0.14671 | 0.29603 | 0.71333 | 7.2847e-05 | 0.0009834% | 0.5017% | 4.9341e-08 |  |  |  | 0.315 | -0.14671 | 0.29603 | 0.71333 | 0.00010801 | 0.002916% | 0.5017% | 1.4631e-07 |  |  | 0.315 | -0.14671 | 0.29603 | 0.71333 | 0.00013753 | 0.007427% | 0.5017% | 3.726e-07
[5 empty] | 0.32 | -0.12987 | 0.29801 | 0.74152 | 7.5726e-05 | 0.001022% | 0.5017% | 5.1284e-08 |  |  |  | 0.32 | -0.12987 | 0.29801 | 0.74152 | 0.00011228 | 0.003031% | 0.5017% | 1.5207e-07 |  |  | 0.32 | -0.12987 | 0.29801 | 0.74152 | 0.00014297 | 0.00772% | 0.5017% | 3.8728e-07
[5 empty] | 0.325 | -0.11315 | 0.29993 | 0.77064 | 7.8699e-05 | 0.001062% | 0.5016% | 5.3291e-08 |  |  |  | 0.325 | -0.11315 | 0.29993 | 0.77064 | 0.00011668 | 0.00315% | 0.5016% | 1.5802e-07 |  |  | 0.325 | -0.11315 | 0.29993 | 0.77064 | 0.00014858 | 0.008023% | 0.5016% | 4.0244e-07
[5 empty] | 0.33 | -0.096532 | 0.30179 | 0.8007 | 8.1769e-05 | 0.001104% | 0.5015% | 5.5364e-08 |  |  |  | 0.33 | -0.096532 | 0.30179 | 0.8007 | 0.00012124 | 0.003273% | 0.5015% | 1.6417e-07 |  |  | 0.33 | -0.096532 | 0.30179 | 0.8007 | 0.00015438 | 0.008336% | 0.5015% | 4.1809e-07
[5 empty] | 0.335 | -0.080014 | 0.30359 | 0.83174 | 8.4939e-05 | 0.001147% | 0.5015% | 5.7504e-08 |  |  |  | 0.335 | -0.080014 | 0.30359 | 0.83174 | 0.00012594 | 0.0034% | 0.5015% | 1.7051e-07 |  |  | 0.335 | -0.080014 | 0.30359 | 0.83174 | 0.00016036 | 0.008659% | 0.5015% | 4.3425e-07
[5 empty] | 0.34 | -0.063592 | 0.30534 | 0.86379 | 8.8212e-05 | 0.001191% | 0.5014% | 5.9713e-08 |  |  |  | 0.34 | -0.063592 | 0.30534 | 0.86379 | 0.00013079 | 0.003531% | 0.5014% | 1.7707e-07 |  |  | 0.34 | -0.063592 | 0.30534 | 0.86379 | 0.00016654 | 0.008993% | 0.5014% | 4.5093e-07
[5 empty] | 0.345 | -0.047262 | 0.30703 | 0.89689 | 9.1592e-05 | 0.001236% | 0.5014% | 6.1994e-08 |  |  |  | 0.345 | -0.047262 | 0.30703 | 0.89689 | 0.0001358 | 0.003667% | 0.5014% | 1.8383e-07 |  |  | 0.345 | -0.047262 | 0.30703 | 0.89689 | 0.00017292 | 0.009337% | 0.5014% | 4.6816e-07
[5 empty] | 0.35 | -0.031021 | 0.30867 | 0.93106 | 9.5082e-05 | 0.001284% | 0.5013% | 6.435e-08 |  |  |  | 0.35 | -0.031021 | 0.30867 | 0.93106 | 0.00014097 | 0.003806% | 0.5013% | 1.9081e-07 |  |  | 0.35 | -0.031021 | 0.30867 | 0.93106 | 0.00017951 | 0.009693% | 0.5013% | 4.8594e-07
[5 empty] | 0.355 | -0.014864 | 0.31024 | 0.96635 | 9.8686e-05 | 0.001332% | 0.5013% | 6.6782e-08 |  |  |  | 0.355 | -0.014864 | 0.31024 | 0.96635 | 0.00014632 | 0.003951% | 0.5013% | 1.9803e-07 |  |  | 0.355 | -0.014864 | 0.31024 | 0.96635 | 0.00018632 | 0.01006% | 0.5013% | 5.0431e-07
[5 empty] | 0.36 | 0.0012132 | 0.31176 | 1.0028 | 0.00010241 | 0.001382% | 0.5012% | 6.9293e-08 |  |  |  | 0.36 | 0.0012132 | 0.31176 | 1.0028 | 0.00015184 | 0.004099% | 0.5012% | 2.0547e-07 |  |  | 0.36 | 0.0012132 | 0.31176 | 1.0028 | 0.00019334 | 0.01044% | 0.5012% | 5.2327e-07
[5 empty] | 0.365 | 0.017213 | 0.31323 | 1.0404 | 0.00010625 | 0.001434% | 0.5012% | 7.1886e-08 |  |  |  | 0.365 | 0.017213 | 0.31323 | 1.0404 | 0.00015753 | 0.004253% | 0.5012% | 2.1316e-07 |  |  | 0.365 | 0.017213 | 0.31323 | 1.0404 | 0.0002006 | 0.01083% | 0.5012% | 5.4285e-07
[5 empty] | 0.37 | 0.03314 | 0.31464 | 1.0793 | 0.00011022 | 0.001488% | 0.5011% | 7.4564e-08 |  |  |  | 0.37 | 0.03314 | 0.31464 | 1.0793 | 0.00016342 | 0.004412% | 0.5011% | 2.211e-07 |  |  | 0.37 | 0.03314 | 0.31464 | 1.0793 | 0.00020809 | 0.01124% | 0.5011% | 5.6307e-07
[5 empty] | 0.375 | 0.048997 | 0.316 | 1.1194 | 0.00011432 | 0.001543% | 0.5011% | 7.7329e-08 |  |  |  | 0.375 | 0.048997 | 0.316 | 1.1194 | 0.0001695 | 0.004576% | 0.5011% | 2.293e-07 |  |  | 0.375 | 0.048997 | 0.316 | 1.1194 | 0.00021583 | 0.01165% | 0.5011% | 5.8395e-07
[5 empty] | 0.38 | 0.064787 | 0.3173 | 1.1609 | 0.00011855 | 0.0016% | 0.501% | 8.0185e-08 |  |  |  | 0.38 | 0.064787 | 0.3173 | 1.1609 | 0.00017577 | 0.004746% | 0.501% | 2.3777e-07 |  |  | 0.38 | 0.064787 | 0.3173 | 1.1609 | 0.00022382 | 0.01209% | 0.501% | 6.0552e-07
[5 empty] | 0.385 | 0.080514 | 0.31854 | 1.2037 | 0.00012292 | 0.001659% | 0.501% | 8.3134e-08 |  |  |  | 0.385 | 0.080514 | 0.31854 | 1.2037 | 0.00018225 | 0.004921% | 0.501% | 2.4651e-07 |  |  | 0.385 | 0.080514 | 0.31854 | 1.2037 | 0.00023208 | 0.01253% | 0.501% | 6.2779e-07
[5 empty] | 0.39 | 0.096181 | 0.31973 | 1.2479 | 0.00012744 | 0.00172% | 0.5009% | 8.618e-08 |  |  |  | 0.39 | 0.096181 | 0.31973 | 1.2479 | 0.00018895 | 0.005101% | 0.5009% | 2.5555e-07 |  |  | 0.39 | 0.096181 | 0.31973 | 1.2479 | 0.0002406 | 0.01299% | 0.5009% | 6.5079e-07
[5 empty] | 0.395 | 0.11179 | 0.32087 | 1.2936 | 0.0001321 | 0.001783% | 0.5009% | 8.9326e-08 |  |  |  | 0.395 | 0.11179 | 0.32087 | 1.2936 | 0.00019586 | 0.005288% | 0.5009% | 2.6487e-07 |  |  | 0.395 | 0.11179 | 0.32087 | 1.2936 | 0.00024941 | 0.01347% | 0.5009% | 6.7454e-07
[5 empty] | 0.4 | 0.12735 | 0.32195 | 1.3407 | 0.00013692 | 0.001848% | 0.5008% | 9.2575e-08 |  |  |  | 0.4 | 0.12735 | 0.32195 | 1.3407 | 0.00020301 | 0.005481% | 0.5008% | 2.7451e-07 |  |  | 0.4 | 0.12735 | 0.32195 | 1.3407 | 0.0002585 | 0.01396% | 0.5008% | 6.9907e-07
[5 empty] | 0.405 | 0.14285 | 0.32298 | 1.3895 | 0.0001419 | 0.001916% | 0.5008% | 9.5931e-08 |  |  |  | 0.405 | 0.14285 | 0.32298 | 1.3895 | 0.00021038 | 0.00568% | 0.5008% | 2.8446e-07 |  |  | 0.405 | 0.14285 | 0.32298 | 1.3895 | 0.0002679 | 0.01447% | 0.5008% | 7.2442e-07
[5 empty] | 0.41 | 0.15831 | 0.32396 | 1.4398 | 0.00014704 | 0.001985% | 0.5007% | 9.9398e-08 |  |  |  | 0.41 | 0.15831 | 0.32396 | 1.4398 | 0.00021801 | 0.005886% | 0.5007% | 2.9474e-07 |  |  | 0.41 | 0.15831 | 0.32396 | 1.4398 | 0.0002776 | 0.01499% | 0.5007% | 7.506e-07
[5 empty] | 0.415 | 0.17372 | 0.32488 | 1.4918 | 0.00015235 | 0.002057% | 0.5007% | 1.0298e-07 |  |  |  | 0.415 | 0.17372 | 0.32488 | 1.4918 | 0.00022588 | 0.006099% | 0.5007% | 3.0536e-07 |  |  | 0.415 | 0.17372 | 0.32488 | 1.4918 | 0.00028763 | 0.01553% | 0.5007% | 7.7764e-07
[5 empty] | 0.42 | 0.18909 | 0.32574 | 1.5456 | 0.00015784 | 0.002131% | 0.5007% | 1.0668e-07 |  |  |  | 0.42 | 0.18909 | 0.32574 | 1.5456 | 0.00023402 | 0.006318% | 0.5007% | 3.1633e-07 |  |  | 0.42 | 0.18909 | 0.32574 | 1.5456 | 0.000298 | 0.01609% | 0.5007% | 8.0558e-07
[5 empty] | 0.425 | 0.20442 | 0.32656 | 1.6011 | 0.00016351 | 0.002207% | 0.5006% | 1.105e-07 |  |  |  | 0.425 | 0.20442 | 0.32656 | 1.6011 | 0.00024243 | 0.006545% | 0.5006% | 3.2767e-07 |  |  | 0.425 | 0.20442 | 0.32656 | 1.6011 | 0.0003087 | 0.01667% | 0.5006% | 8.3446e-07
[5 empty] | 0.43 | 0.21971 | 0.32732 | 1.6585 | 0.00016937 | 0.002286% | 0.5006% | 1.1445e-07 |  |  |  | 0.43 | 0.21971 | 0.32732 | 1.6585 | 0.00025112 | 0.00678% | 0.5006% | 3.3939e-07 |  |  | 0.43 | 0.21971 | 0.32732 | 1.6585 | 0.00031977 | 0.01727% | 0.5006% | 8.6429e-07
[5 empty] | 0.435 | 0.23497 | 0.32803 | 1.7178 | 0.00017543 | 0.002368% | 0.5005% | 1.1854e-07 |  |  |  | 0.435 | 0.23497 | 0.32803 | 1.7178 | 0.0002601 | 0.007022% | 0.5005% | 3.5149e-07 |  |  | 0.435 | 0.23497 | 0.32803 | 1.7178 | 0.0003312 | 0.01788% | 0.5005% | 8.9512e-07
[5 empty] | 0.44 | 0.2502 | 0.32868 | 1.7791 | 0.00018169 | 0.002453% | 0.5005% | 1.2276e-07 |  |  |  | 0.44 | 0.2502 | 0.32868 | 1.7791 | 0.00026938 | 0.007273% | 0.5005% | 3.6401e-07 |  |  | 0.44 | 0.2502 | 0.32868 | 1.7791 | 0.00034302 | 0.01852% | 0.5005% | 9.2698e-07
[5 empty] | 0.445 | 0.2654 | 0.32929 | 1.8425 | 0.00018816 | 0.00254% | 0.5005% | 1.2712e-07 |  |  |  | 0.445 | 0.2654 | 0.32929 | 1.8425 | 0.00027897 | 0.007532% | 0.5005% | 3.7694e-07 |  |  | 0.445 | 0.2654 | 0.32929 | 1.8425 | 0.00035524 | 0.01918% | 0.5005% | 9.5991e-07
[5 empty] | 0.45 | 0.28057 | 0.32984 | 1.908 | 0.00019485 | 0.00263% | 0.5004% | 1.3163e-07 |  |  |  | 0.45 | 0.28057 | 0.32984 | 1.908 | 0.00028889 | 0.0078% | 0.5004% | 3.9031e-07 |  |  | 0.45 | 0.28057 | 0.32984 | 1.908 | 0.00036786 | 0.01986% | 0.5004% | 9.9395e-07
[5 empty] | 0.455 | 0.29572 | 0.33033 | 1.9757 | 0.00020176 | 0.002724% | 0.5004% | 1.3629e-07 |  |  |  | 0.455 | 0.29572 | 0.33033 | 1.9757 | 0.00029914 | 0.008077% | 0.5004% | 4.0413e-07 |  |  | 0.455 | 0.29572 | 0.33033 | 1.9757 | 0.00038092 | 0.02057% | 0.5004% | 1.0291e-06
[5 empty] | 0.46 | 0.31084 | 0.33078 | 2.0457 | 0.00020891 | 0.00282% | 0.5003% | 1.4111e-07 |  |  |  | 0.46 | 0.31084 | 0.33078 | 2.0457 | 0.00030975 | 0.008363% | 0.5003% | 4.1841e-07 |  |  | 0.46 | 0.31084 | 0.33078 | 2.0457 | 0.00039442 | 0.0213% | 0.5003% | 1.0655e-06
[5 empty] | 0.465 | 0.32595 | 0.33117 | 2.1181 | 0.00021631 | 0.00292% | 0.5003% | 1.4609e-07 |  |  |  | 0.465 | 0.32595 | 0.33117 | 2.1181 | 0.00032071 | 0.008659% | 0.5003% | 4.3319e-07 |  |  | 0.465 | 0.32595 | 0.33117 | 2.1181 | 0.00040838 | 0.02205% | 0.5003% | 1.1032e-06
[5 empty] | 0.47 | 0.34104 | 0.33151 | 2.193 | 0.00022395 | 0.003023% | 0.5002% | 1.5124e-07 |  |  |  | 0.47 | 0.34104 | 0.33151 | 2.193 | 0.00033205 | 0.008965% | 0.5002% | 4.4847e-07 |  |  | 0.47 | 0.34104 | 0.33151 | 2.193 | 0.00042282 | 0.02283% | 0.5002% | 1.1421e-06
[5 empty] | 0.475 | 0.35612 | 0.3318 | 2.2705 | 0.00023187 | 0.00313% | 0.5002% | 1.5657e-07 |  |  |  | 0.475 | 0.35612 | 0.3318 | 2.2705 | 0.00034378 | 0.009282% | 0.5002% | 4.6427e-07 |  |  | 0.475 | 0.35612 | 0.3318 | 2.2705 | 0.00043776 | 0.02364% | 0.5002% | 1.1823e-06
[5 empty] | 0.48 | 0.37118 | 0.33203 | 2.3506 | 0.00024005 | 0.003241% | 0.5002% | 1.6209e-07 |  |  |  | 0.48 | 0.37118 | 0.33203 | 2.3506 | 0.00035591 | 0.009609% | 0.5002% | 4.8062e-07 |  |  | 0.48 | 0.37118 | 0.33203 | 2.3506 | 0.00045321 | 0.02447% | 0.5002% | 1.2239e-06
[5 empty] | 0.485 | 0.38623 | 0.33222 | 2.4335 | 0.00024852 | 0.003355% | 0.5001% | 1.6779e-07 |  |  |  | 0.485 | 0.38623 | 0.33222 | 2.4335 | 0.00036846 | 0.009948% | 0.5001% | 4.9753e-07 |  |  | 0.485 | 0.38623 | 0.33222 | 2.4335 | 0.00046919 | 0.02533% | 0.5001% | 1.267e-06
[5 empty] | 0.49 | 0.40128 | 0.33235 | 2.5193 | 0.00025728 | 0.003473% | 0.5001% | 1.7369e-07 |  |  |  | 0.49 | 0.40128 | 0.33235 | 2.5193 | 0.00038145 | 0.0103% | 0.5001% | 5.1503e-07 |  |  | 0.49 | 0.40128 | 0.33235 | 2.5193 | 0.00048573 | 0.02623% | 0.5001% | 1.3116e-06
[5 empty] | 0.495 | 0.41632 | 0.33243 | 2.6081 | 0.00026634 | 0.003596% | 0.5001% | 1.798e-07 |  |  |  | 0.495 | 0.41632 | 0.33243 | 2.6081 | 0.0003949 | 0.01066% | 0.5001% | 5.3314e-07 |  |  | 0.495 | 0.41632 | 0.33243 | 2.6081 | 0.00050285 | 0.02715% | 0.5001% | 1.3577e-06
[5 empty] | 0.5 | 0.43136 | 0.33245 | 2.7 | 0.00027573 | 0.003722% | 0.5% | 1.8612e-07 |  |  |  | 0.5 | 0.43136 | 0.33245 | 2.7 | 0.00040881 | 0.01104% | 0.5% | 5.5188e-07 |  |  | 0.5 | 0.43136 | 0.33245 | 2.7 | 0.00052057 | 0.02811% | 0.5% | 1.4054e-06
[5 empty] | 0.505 | 0.4464 | 0.33243 | 2.7951 | 0.00028545 | 0.003853% | 0.5% | 1.9266e-07 |  |  |  | 0.505 | 0.4464 | 0.33243 | 2.7951 | 0.00042322 | 0.01143% | 0.5% | 5.7128e-07 |  |  | 0.505 | 0.4464 | 0.33243 | 2.7951 | 0.00053892 | 0.0291% | 0.5% | 1.4548e-06
[5 empty] | 0.51 | 0.46145 | 0.33235 | 2.8937 | 0.00029551 | 0.003989% | 0.4999% | 1.9944e-07 |  |  |  | 0.51 | 0.46145 | 0.33235 | 2.8937 | 0.00043813 | 0.01183% | 0.4999% | 5.9137e-07 |  |  | 0.51 | 0.46145 | 0.33235 | 2.8937 | 0.00055791 | 0.03012% | 0.4999% | 1.5059e-06
[5 empty] | 0.515 | 0.47649 | 0.33222 | 2.9957 | 0.00030592 | 0.00413% | 0.4999% | 2.0645e-07 |  |  |  | 0.515 | 0.47649 | 0.33222 | 2.9957 | 0.00045358 | 0.01225% | 0.4999% | 6.1217e-07 |  |  | 0.515 | 0.47649 | 0.33222 | 2.9957 | 0.00057758 | 0.03118% | 0.4999% | 1.5589e-06
[5 empty] | 0.52 | 0.49155 | 0.33203 | 3.1013 | 0.00031672 | 0.004276% | 0.4999% | 2.1372e-07 |  |  |  | 0.52 | 0.49155 | 0.33203 | 3.1013 | 0.00046958 | 0.01268% | 0.4999% | 6.3371e-07 |  |  | 0.52 | 0.49155 | 0.33203 | 3.1013 | 0.00059795 | 0.03228% | 0.4999% | 1.6137e-06
[5 empty] | 0.525 | 0.50661 | 0.3318 | 3.2108 | 0.00032789 | 0.004426% | 0.4998% | 2.2124e-07 |  |  |  | 0.525 | 0.50661 | 0.3318 | 3.2108 | 0.00048615 | 0.01313% | 0.4998% | 6.5602e-07 |  |  | 0.525 | 0.50661 | 0.3318 | 3.2108 | 0.00061906 | 0.03342% | 0.4998% | 1.6706e-06
[5 empty] | 0.53 | 0.52169 | 0.33151 | 3.3242 | 0.00033948 | 0.004583% | 0.4998% | 2.2904e-07 |  |  |  | 0.53 | 0.52169 | 0.33151 | 3.3242 | 0.00050333 | 0.01359% | 0.4998% | 6.7914e-07 |  |  | 0.53 | 0.52169 | 0.33151 | 3.3242 | 0.00064092 | 0.0346% | 0.4998% | 1.7294e-06
[5 empty] | 0.535 | 0.53678 | 0.33117 | 3.4417 | 0.00035148 | 0.004745% | 0.4997% | 2.3712e-07 |  |  |  | 0.535 | 0.53678 | 0.33117 | 3.4417 | 0.00052112 | 0.01407% | 0.4997% | 7.0309e-07 |  |  | 0.535 | 0.53678 | 0.33117 | 3.4417 | 0.00066358 | 0.03583% | 0.4997% | 1.7904e-06
[5 empty] | 0.54 | 0.55188 | 0.33078 | 3.5636 | 0.00036392 | 0.004913% | 0.4997% | 2.4549e-07 |  |  |  | 0.54 | 0.55188 | 0.33078 | 3.5636 | 0.00053957 | 0.01457% | 0.4997% | 7.2792e-07 |  |  | 0.54 | 0.55188 | 0.33078 | 3.5636 | 0.00068707 | 0.03709% | 0.4997% | 1.8536e-06
[5 empty] | 0.545 | 0.56701 | 0.33033 | 3.6899 | 0.00037682 | 0.005087% | 0.4997% | 2.5417e-07 |  |  |  | 0.545 | 0.56701 | 0.33033 | 3.6899 | 0.00055869 | 0.01508% | 0.4997% | 7.5366e-07 |  |  | 0.545 | 0.56701 | 0.33033 | 3.6899 | 0.00071142 | 0.03841% | 0.4997% | 1.9192e-06
[5 empty] | 0.55 | 0.58216 | 0.32984 | 3.8208 | 0.00039019 | 0.005267% | 0.4996% | 2.6317e-07 |  |  |  | 0.55 | 0.58216 | 0.32984 | 3.8208 | 0.00057852 | 0.01562% | 0.4996% | 7.8034e-07 |  |  | 0.55 | 0.58216 | 0.32984 | 3.8208 | 0.00073667 | 0.03977% | 0.4996% | 1.9871e-06
[5 empty] | 0.555 | 0.59733 | 0.32929 | 3.9567 | 0.00040406 | 0.005455% | 0.4996% | 2.725e-07 |  |  |  | 0.555 | 0.59733 | 0.32929 | 3.9567 | 0.00059909 | 0.01617% | 0.4996% | 8.0802e-07 |  |  | 0.555 | 0.59733 | 0.32929 | 3.9567 | 0.00076286 | 0.04119% | 0.4996% | 2.0576e-06
[5 empty] | 0.56 | 0.61253 | 0.32868 | 4.0976 | 0.00041845 | 0.005649% | 0.4995% | 2.8219e-07 |  |  |  | 0.56 | 0.61253 | 0.32868 | 4.0976 | 0.00062042 | 0.01675% | 0.4995% | 8.3672e-07 |  |  | 0.56 | 0.61253 | 0.32868 | 4.0976 | 0.00079003 | 0.04265% | 0.4995% | 2.1306e-06
[5 empty] | 0.565 | 0.62775 | 0.32803 | 4.2438 | 0.00043339 | 0.005851% | 0.4995% | 2.9223e-07 |  |  |  | 0.565 | 0.62775 | 0.32803 | 4.2438 | 0.00064256 | 0.01735% | 0.4995% | 8.6651e-07 |  |  | 0.565 | 0.62775 | 0.32803 | 4.2438 | 0.00081822 | 0.04417% | 0.4995% | 2.2065e-06
[5 empty] | 0.57 | 0.64301 | 0.32732 | 4.3955 | 0.00044888 | 0.00606% | 0.4995% | 3.0266e-07 |  |  |  | 0.57 | 0.64301 | 0.32732 | 4.3955 | 0.00066554 | 0.01797% | 0.4995% | 8.9742e-07 |  |  | 0.57 | 0.64301 | 0.32732 | 4.3955 | 0.00084748 | 0.04575% | 0.4995% | 2.2852e-06
[5 empty] | 0.575 | 0.65831 | 0.32656 | 4.5531 | 0.00046497 | 0.006277% | 0.4994% | 3.1348e-07 |  |  |  | 0.575 | 0.65831 | 0.32656 | 4.5531 | 0.00068939 | 0.01861% | 0.4994% | 9.295e-07 |  |  | 0.575 | 0.65831 | 0.32656 | 4.5531 | 0.00087786 | 0.04739% | 0.4994% | 2.3669e-06
[5 empty] | 0.58 | 0.67364 | 0.32574 | 4.7167 | 0.00048168 | 0.006502% | 0.4994% | 3.2471e-07 |  |  |  | 0.58 | 0.67364 | 0.32574 | 4.7167 | 0.00071416 | 0.01928% | 0.4994% | 9.6281e-07 |  |  | 0.58 | 0.67364 | 0.32574 | 4.7167 | 0.0009094 | 0.0491% | 0.4994% | 2.4517e-06
[5 empty] | 0.585 | 0.68901 | 0.32488 | 4.8866 | 0.00049903 | 0.006737% | 0.4993% | 3.3638e-07 |  |  |  | 0.585 | 0.68901 | 0.32488 | 4.8866 | 0.00073989 | 0.01998% | 0.4993% | 9.9741e-07 |  |  | 0.585 | 0.68901 | 0.32488 | 4.8866 | 0.00094216 | 0.05086% | 0.4993% | 2.5398e-06
[5 empty] | 0.59 | 0.70442 | 0.32396 | 5.0631 | 0.00051706 | 0.00698% | 0.4993% | 3.485e-07 |  |  |  | 0.59 | 0.70442 | 0.32396 | 5.0631 | 0.00076662 | 0.0207% | 0.4993% | 1.0333e-06 |  |  | 0.59 | 0.70442 | 0.32396 | 5.0631 | 0.00097619 | 0.0527% | 0.4993% | 2.6312e-06
[5 empty] | 0.595 | 0.71988 | 0.32298 | 5.2466 | 0.00053579 | 0.007233% | 0.4992% | 3.611e-07 |  |  |  | 0.595 | 0.71988 | 0.32298 | 5.2466 | 0.00079439 | 0.02145% | 0.4992% | 1.0707e-06 |  |  | 0.595 | 0.71988 | 0.32298 | 5.2466 | 0.0010116 | 0.05461% | 0.4992% | 2.7263e-06
[5 empty] | 0.6 | 0.73538 | 0.32195 | 5.4373 | 0.00055527 | 0.007496% | 0.4992% | 3.7419e-07 |  |  |  | 0.6 | 0.73538 | 0.32195 | 5.4373 | 0.00082327 | 0.02223% | 0.4992% | 1.1095e-06 |  |  | 0.6 | 0.73538 | 0.32195 | 5.4373 | 0.0010483 | 0.05659% | 0.4992% | 2.8251e-06
[5 empty] | 0.605 | 0.75094 | 0.32087 | 5.6356 | 0.00057552 | 0.007769% | 0.4992% | 3.878e-07 |  |  |  | 0.605 | 0.75094 | 0.32087 | 5.6356 | 0.00085329 | 0.02304% | 0.4992% | 1.1499e-06 |  |  | 0.605 | 0.75094 | 0.32087 | 5.6356 | 0.0010866 | 0.05866% | 0.4992% | 2.9279e-06
[5 empty] | 0.61 | 0.76655 | 0.31973 | 5.8418 | 0.00059658 | 0.008053% | 0.4991% | 4.0195e-07 |  |  |  | 0.61 | 0.76655 | 0.31973 | 5.8418 | 0.00088452 | 0.02388% | 0.4991% | 1.1918e-06 |  |  | 0.61 | 0.76655 | 0.31973 | 5.8418 | 0.0011263 | 0.0608% | 0.4991% | 3.0347e-06
[5 empty] | 0.615 | 0.78221 | 0.31854 | 6.0564 | 0.00061849 | 0.008349% | 0.4991% | 4.1668e-07 |  |  |  | 0.615 | 0.78221 | 0.31854 | 6.0564 | 0.00091701 | 0.02476% | 0.4991% | 1.2355e-06 |  |  | 0.615 | 0.78221 | 0.31854 | 6.0564 | 0.0011677 | 0.06304% | 0.4991% | 3.1459e-06
[5 empty] | 0.62 | 0.79794 | 0.3173 | 6.2797 | 0.0006413 | 0.008657% | 0.499% | 4.3201e-07 |  |  |  | 0.62 | 0.79794 | 0.3173 | 6.2797 | 0.00095083 | 0.02567% | 0.499% | 1.2809e-06 |  |  | 0.62 | 0.79794 | 0.3173 | 6.2797 | 0.0012108 | 0.06536% | 0.499% | 3.2615e-06
[5 empty] | 0.625 | 0.81373 | 0.316 | 6.5122 | 0.00066505 | 0.008978% | 0.499% | 4.4796e-07 |  |  |  | 0.625 | 0.81373 | 0.316 | 6.5122 | 0.00098604 | 0.02662% | 0.499% | 1.3282e-06 |  |  | 0.625 | 0.81373 | 0.316 | 6.5122 | 0.0012556 | 0.06778% | 0.499% | 3.3819e-06
[5 empty] | 0.63 | 0.82959 | 0.31464 | 6.7544 | 0.00068978 | 0.009312% | 0.4989% | 4.6457e-07 |  |  |  | 0.63 | 0.82959 | 0.31464 | 6.7544 | 0.0010227 | 0.02761% | 0.4989% | 1.3775e-06 |  |  | 0.63 | 0.82959 | 0.31464 | 6.7544 | 0.0013023 | 0.0703% | 0.4989% | 3.5073e-06
[5 empty] | 0.635 | 0.84551 | 0.31323 | 7.0067 | 0.00071554 | 0.009659% | 0.4989% | 4.8188e-07 |  |  |  | 0.635 | 0.84551 | 0.31323 | 7.0067 | 0.0010609 | 0.02864% | 0.4989% | 1.4288e-06 |  |  | 0.635 | 0.84551 | 0.31323 | 7.0067 | 0.0013509 | 0.07292% | 0.4989% | 3.6379e-06
[5 empty] | 0.64 | 0.86151 | 0.31176 | 7.2697 | 0.00074239 | 0.01002% | 0.4988% | 4.9991e-07 |  |  |  | 0.64 | 0.86151 | 0.31176 | 7.2697 | 0.0011007 | 0.02971% | 0.4988% | 1.4822e-06 |  |  | 0.64 | 0.86151 | 0.31176 | 7.2697 | 0.0014016 | 0.07566% | 0.4988% | 3.774e-06
[5 empty] | 0.645 | 0.87759 | 0.31024 | 7.5438 | 0.00077039 | 0.0104% | 0.4988% | 5.1871e-07 |  |  |  | 0.645 | 0.87759 | 0.31024 | 7.5438 | 0.0011422 | 0.03084% | 0.4988% | 1.538e-06 |  |  | 0.645 | 0.87759 | 0.31024 | 7.5438 | 0.0014545 | 0.07851% | 0.4988% | 3.9159e-06
[5 empty] | 0.65 | 0.89375 | 0.30867 | 7.8298 | 0.00079959 | 0.01079% | 0.4987% | 5.3831e-07 |  |  |  | 0.65 | 0.89375 | 0.30867 | 7.8298 | 0.0011855 | 0.032% | 0.4987% | 1.5961e-06 |  |  | 0.65 | 0.89375 | 0.30867 | 7.8298 | 0.0015096 | 0.08149% | 0.4987% | 4.0639e-06
[5 empty] | 0.655 | 0.90999 | 0.30703 | 8.1281 | 0.00083006 | 0.01121% | 0.4987% | 5.5877e-07 |  |  |  | 0.655 | 0.90999 | 0.30703 | 8.1281 | 0.0012307 | 0.03322% | 0.4987% | 1.6567e-06 |  |  | 0.655 | 0.90999 | 0.30703 | 8.1281 | 0.0015671 | 0.08459% | 0.4987% | 4.2182e-06
[5 empty] | 0.66 | 0.92632 | 0.30534 | 8.4396 | 0.00086187 | 0.01163% | 0.4986% | 5.8011e-07 |  |  |  | 0.66 | 0.92632 | 0.30534 | 8.4396 | 0.0012779 | 0.0345% | 0.4986% | 1.72e-06 |  |  | 0.66 | 0.92632 | 0.30534 | 8.4396 | 0.0016272 | 0.08783% | 0.4986% | 4.3793e-06
[5 empty] | 0.665 | 0.94274 | 0.30359 | 8.7648 | 0.00089508 | 0.01208% | 0.4986% | 6.024e-07 |  |  |  | 0.665 | 0.94274 | 0.30359 | 8.7648 | 0.0013271 | 0.03583% | 0.4986% | 1.7861e-06 |  |  | 0.665 | 0.94274 | 0.30359 | 8.7648 | 0.0016899 | 0.09121% | 0.4986% | 4.5475e-06
[5 empty] | 0.67 | 0.95926 | 0.30179 | 9.1046 | 0.00092978 | 0.01255% | 0.4985% | 6.2568e-07 |  |  |  | 0.67 | 0.95926 | 0.30179 | 9.1046 | 0.0013785 | 0.03721% | 0.4985% | 1.8551e-06 |  |  | 0.67 | 0.95926 | 0.30179 | 9.1046 | 0.0017554 | 0.09475% | 0.4985% | 4.7232e-06
[5 empty] | 0.675 | 0.97588 | 0.29993 | 9.4597 | 0.00096605 | 0.01304% | 0.4984% | 6.5001e-07 |  |  |  | 0.675 | 0.97588 | 0.29993 | 9.4597 | 0.0014323 | 0.03867% | 0.4984% | 1.9273e-06 |  |  | 0.675 | 0.97588 | 0.29993 | 9.4597 | 0.0018239 | 0.09844% | 0.4984% | 4.9068e-06
[5 empty] | 0.68 | 0.9926 | 0.29801 | 9.8311 | 0.001004 | 0.01355% | 0.4984% | 6.7545e-07 |  |  |  | 0.68 | 0.9926 | 0.29801 | 9.8311 | 0.0014886 | 0.04018% | 0.4984% | 2.0027e-06 |  |  | 0.68 | 0.9926 | 0.29801 | 9.8311 | 0.0018955 | 0.1023% | 0.4984% | 5.0987e-06
[5 empty] | 0.685 | 1.0094 | 0.29603 | 10.2196 | 0.0010437 | 0.01409% | 0.4983% | 7.0206e-07 |  |  |  | 0.685 | 1.0094 | 0.29603 | 10.2196 | 0.0015474 | 0.04177% | 0.4983% | 2.0815e-06 |  |  | 0.685 | 1.0094 | 0.29603 | 10.2196 | 0.0019704 | 0.1063% | 0.4983% | 5.2995e-06
[5 empty] | 0.69 | 1.0264 | 0.29399 | 10.6264 | 0.0010852 | 0.01465% | 0.4983% | 7.2991e-07 |  |  |  | 0.69 | 1.0264 | 0.29399 | 10.6264 | 0.001609 | 0.04343% | 0.4983% | 2.1641e-06 |  |  | 0.69 | 1.0264 | 0.29399 | 10.6264 | 0.0020488 | 0.1106% | 0.4983% | 5.5096e-06
[5 empty] | 0.695 | 1.0435 | 0.2919 | 11.0523 | 0.0011287 | 0.01524% | 0.4982% | 7.5907e-07 |  |  |  | 0.695 | 1.0435 | 0.2919 | 11.0523 | 0.0016735 | 0.04517% | 0.4982% | 2.2505e-06 |  |  | 0.695 | 1.0435 | 0.2919 | 11.0523 | 0.0021309 | 0.115% | 0.4982% | 5.7296e-06
[5 empty] | 0.7 | 1.0606 | 0.28974 | 11.4986 | 0.0011743 | 0.01585% | 0.4981% | 7.8962e-07 |  |  |  | 0.7 | 1.0606 | 0.28974 | 11.4986 | 0.001741 | 0.047% | 0.4981% | 2.3411e-06 |  |  | 0.7 | 1.0606 | 0.28974 | 11.4986 | 0.002217 | 0.1196% | 0.4981% | 5.96e-06
[5 empty] | 0.705 | 1.078 | 0.28753 | 11.9665 | 0.001222 | 0.0165% | 0.4981% | 8.2164e-07 |  |  |  | 0.705 | 1.078 | 0.28753 | 11.9665 | 0.0018119 | 0.04891% | 0.4981% | 2.436e-06 |  |  | 0.705 | 1.078 | 0.28753 | 11.9665 | 0.0023072 | 0.1245% | 0.4981% | 6.2016e-06
[5 empty] | 0.71 | 1.0954 | 0.28525 | 12.4573 | 0.0012722 | 0.01717% | 0.498% | 8.5522e-07 |  |  |  | 0.71 | 1.0954 | 0.28525 | 12.4573 | 0.0018862 | 0.05091% | 0.498% | 2.5356e-06 |  |  | 0.71 | 1.0954 | 0.28525 | 12.4573 | 0.0024018 | 0.1296% | 0.498% | 6.4549e-06
[5 empty] | 0.715 | 1.113 | 0.28292 | 12.9726 | 0.0013248 | 0.01788% | 0.4979% | 8.9046e-07 |  |  |  | 0.715 | 1.113 | 0.28292 | 12.9726 | 0.0019642 | 0.05302% | 0.4979% | 2.64e-06 |  |  | 0.715 | 1.113 | 0.28292 | 12.9726 | 0.0025012 | 0.135% | 0.4979% | 6.7208e-06
[5 empty] | 0.72 | 1.1308 | 0.28052 | 13.5137 | 0.00138 | 0.01863% | 0.4979% | 9.2747e-07 |  |  |  | 0.72 | 1.1308 | 0.28052 | 13.5137 | 0.0020461 | 0.05523% | 0.4979% | 2.7497e-06 |  |  | 0.72 | 1.1308 | 0.28052 | 13.5137 | 0.0026055 | 0.1406% | 0.4979% | 6.9999e-06
[5 empty] | 0.725 | 1.1487 | 0.27806 | 14.0824 | 0.0014381 | 0.01941% | 0.4978% | 9.6635e-07 |  |  |  | 0.725 | 1.1487 | 0.27806 | 14.0824 | 0.0021322 | 0.05755% | 0.4978% | 2.865e-06 |  |  | 0.725 | 1.1487 | 0.27806 | 14.0824 | 0.0027151 | 0.1465% | 0.4978% | 7.2932e-06
[5 empty] | 0.73 | 1.1667 | 0.27554 | 14.6804 | 0.0014992 | 0.02024% | 0.4977% | 1.0072e-06 |  |  |  | 0.73 | 1.1667 | 0.27554 | 14.6804 | 0.0022228 | 0.06% | 0.4977% | 2.9862e-06 |  |  | 0.73 | 1.1667 | 0.27554 | 14.6804 | 0.0028305 | 0.1527% | 0.4977% | 7.6015e-06
[5 empty] | 0.735 | 1.185 | 0.27295 | 15.3099 | 0.0015635 | 0.0211% | 0.4976% | 1.0503e-06 |  |  |  | 0.735 | 1.185 | 0.27295 | 15.3099 | 0.0023181 | 0.06257% | 0.4976% | 3.1137e-06 |  |  | 0.735 | 1.185 | 0.27295 | 15.3099 | 0.0029518 | 0.1593% | 0.4976% | 7.9259e-06
[5 empty] | 0.74 | 1.2034 | 0.2703 | 15.9727 | 0.0016312 | 0.02202% | 0.4976% | 1.0955e-06 |  |  |  | 0.74 | 1.2034 | 0.2703 | 15.9727 | 0.0024185 | 0.06528% | 0.4976% | 3.2479e-06 |  |  | 0.74 | 1.2034 | 0.2703 | 15.9727 | 0.0030796 | 0.1662% | 0.4976% | 8.2674e-06
[5 empty] | 0.745 | 1.222 | 0.26759 | 16.6713 | 0.0017025 | 0.02298% | 0.4975% | 1.1433e-06 |  |  |  | 0.745 | 1.222 | 0.26759 | 16.6713 | 0.0025242 | 0.06813% | 0.4975% | 3.3893e-06 |  |  | 0.745 | 1.222 | 0.26759 | 16.6713 | 0.0032143 | 0.1734% | 0.4975% | 8.6273e-06
[5 empty] | 0.75 | 1.2408 | 0.26481 | 17.4081 | 0.0017778 | 0.024% | 0.4974% | 1.1936e-06 |  |  |  | 0.75 | 1.2408 | 0.26481 | 17.4081 | 0.0026358 | 0.07114% | 0.4974% | 3.5385e-06 |  |  | 0.75 | 1.2408 | 0.26481 | 17.4081 | 0.0033564 | 0.1811% | 0.4974% | 9.0066e-06
[5 empty] | 0.755 | 1.2597 | 0.26197 | 18.1859 | 0.0018572 | 0.02507% | 0.4973% | 1.2467e-06 |  |  |  | 0.755 | 1.2597 | 0.26197 | 18.1859 | 0.0027536 | 0.07432% | 0.4973% | 3.6958e-06 |  |  | 0.755 | 1.2597 | 0.26197 | 18.1859 | 0.0035063 | 0.1892% | 0.4973% | 9.407e-06
[5 empty] | 0.76 | 1.2789 | 0.25906 | 19.0076 | 0.0019411 | 0.0262% | 0.4972% | 1.3027e-06 |  |  |  | 0.76 | 1.2789 | 0.25906 | 19.0076 | 0.002878 | 0.07768% | 0.4972% | 3.862e-06 |  |  | 0.76 | 1.2789 | 0.25906 | 19.0076 | 0.0036647 | 0.1977% | 0.4972% | 9.8297e-06
[5 empty] | 0.765 | 1.2983 | 0.25608 | 19.8764 | 0.0020298 | 0.0274% | 0.4971% | 1.362e-06 |  |  |  | 0.765 | 1.2983 | 0.25608 | 19.8764 | 0.0030095 | 0.08122% | 0.4971% | 4.0377e-06 |  |  | 0.765 | 1.2983 | 0.25608 | 19.8764 | 0.0038323 | 0.2067% | 0.4971% | 1.0277e-05
[5 empty] | 0.77 | 1.318 | 0.25304 | 20.796 | 0.0021237 | 0.02867% | 0.497% | 1.4247e-06 |  |  |  | 0.77 | 1.318 | 0.25304 | 20.796 | 0.0031488 | 0.08498% | 0.497% | 4.2236e-06 |  |  | 0.77 | 1.318 | 0.25304 | 20.796 | 0.0040096 | 0.2163% | 0.497% | 1.0749e-05
[5 empty] | 0.775 | 1.3379 | 0.24993 | 21.7702 | 0.0022232 | 0.03001% | 0.4969% | 1.4911e-06 |  |  |  | 0.775 | 1.3379 | 0.24993 | 21.7702 | 0.0032963 | 0.08896% | 0.4969% | 4.4204e-06 |  |  | 0.775 | 1.3379 | 0.24993 | 21.7702 | 0.0041974 | 0.2264% | 0.4969% | 1.125e-05
[5 empty] | 0.78 | 1.358 | 0.24674 | 22.8032 | 0.0023287 | 0.03143% | 0.4968% | 1.5615e-06 |  |  |  | 0.78 | 1.358 | 0.24674 | 22.8032 | 0.0034527 | 0.09318% | 0.4968% | 4.6291e-06 |  |  | 0.78 | 1.358 | 0.24674 | 22.8032 | 0.0043966 | 0.2371% | 0.4968% | 1.1781e-05
[5 empty] | 0.785 | 1.3784 | 0.24349 | 23.8998 | 0.0024407 | 0.03294% | 0.4967% | 1.6363e-06 |  |  |  | 0.785 | 1.3784 | 0.24349 | 23.8998 | 0.0036187 | 0.09766% | 0.4967% | 4.8504e-06 |  |  | 0.785 | 1.3784 | 0.24349 | 23.8998 | 0.004608 | 0.2485% | 0.4967% | 1.2344e-05
[5 empty] | 0.79 | 1.3991 | 0.24017 | 25.0651 | 0.0025597 | 0.03455% | 0.4966% | 1.7156e-06 |  |  |  | 0.79 | 1.3991 | 0.24017 | 25.0651 | 0.0037952 | 0.1024% | 0.4966% | 5.0856e-06 |  |  | 0.79 | 1.3991 | 0.24017 | 25.0651 | 0.0048327 | 0.2606% | 0.4966% | 1.2942e-05
[5 empty] | 0.795 | 1.42 | 0.23677 | 26.3049 | 0.0026863 | 0.03626% | 0.4964% | 1.8e-06 |  |  |  | 0.795 | 1.42 | 0.23677 | 26.3049 | 0.0039829 | 0.1075% | 0.4964% | 5.3357e-06 |  |  | 0.795 | 1.42 | 0.23677 | 26.3049 | 0.0050717 | 0.2735% | 0.4964% | 1.3577e-05
[5 empty] | 0.8 | 1.4413 | 0.2333 | 27.6254 | 0.0028212 | 0.03808% | 0.4963% | 1.8899e-06 |  |  |  | 0.8 | 1.4413 | 0.2333 | 27.6254 | 0.0041828 | 0.1129% | 0.4963% | 5.6019e-06 |  |  | 0.8 | 1.4413 | 0.2333 | 27.6254 | 0.0053263 | 0.2872% | 0.4963% | 1.4254e-05
[5 empty] | 0.805 | 1.4629 | 0.22976 | 29.0338 | 0.002965 | 0.04002% | 0.4962% | 1.9856e-06 |  |  |  | 0.805 | 1.4629 | 0.22976 | 29.0338 | 0.0043961 | 0.1186% | 0.4962% | 5.8858e-06 |  |  | 0.805 | 1.4629 | 0.22976 | 29.0338 | 0.0055979 | 0.3018% | 0.4962% | 1.4976e-05
[5 empty] | 0.81 | 1.4848 | 0.22614 | 30.5379 | 0.0031186 | 0.04209% | 0.496% | 2.0879e-06 |  |  |  | 0.81 | 1.4848 | 0.22614 | 30.5379 | 0.0046238 | 0.1248% | 0.496% | 6.1887e-06 |  |  | 0.81 | 1.4848 | 0.22614 | 30.5379 | 0.0058879 | 0.3174% | 0.496% | 1.5746e-05
[5 empty] | 0.815 | 1.5071 | 0.22244 | 32.1464 | 0.0032829 | 0.04431% | 0.4959% | 2.1972e-06 |  |  |  | 0.815 | 1.5071 | 0.22244 | 32.1464 | 0.0048674 | 0.1313% | 0.4959% | 6.5125e-06 |  |  | 0.815 | 1.5071 | 0.22244 | 32.1464 | 0.006198 | 0.3341% | 0.4959% | 1.6569e-05
[5 empty] | 0.82 | 1.5298 | 0.21867 | 33.869 | 0.0034588 | 0.04668% | 0.4957% | 2.3141e-06 |  |  |  | 0.82 | 1.5298 | 0.21867 | 33.869 | 0.0051282 | 0.1384% | 0.4957% | 6.859e-06 |  |  | 0.82 | 1.5298 | 0.21867 | 33.869 | 0.0065301 | 0.352% | 0.4957% | 1.745e-05
[5 empty] | 0.825 | 1.5529 | 0.21481 | 35.7167 | 0.0036475 | 0.04923% | 0.4956% | 2.4395e-06 |  |  |  | 0.825 | 1.5529 | 0.21481 | 35.7167 | 0.0054079 | 0.1459% | 0.4956% | 7.2305e-06 |  |  | 0.825 | 1.5529 | 0.21481 | 35.7167 | 0.0068863 | 0.3712% | 0.4956% | 1.8394e-05
[5 empty] | 0.83 | 1.5764 | 0.21088 | 37.7018 | 0.0038502 | 0.05196% | 0.4954% | 2.5742e-06 |  |  |  | 0.83 | 1.5764 | 0.21088 | 37.7018 | 0.0057085 | 0.154% | 0.4954% | 7.6294e-06 |  |  | 0.83 | 1.5764 | 0.21088 | 37.7018 | 0.0072691 | 0.3918% | 0.4954% | 1.9407e-05
[5 empty] | 0.835 | 1.6003 | 0.20686 | 39.8383 | 0.0040684 | 0.05491% | 0.4952% | 2.719e-06 |  |  |  | 0.835 | 1.6003 | 0.20686 | 39.8383 | 0.006032 | 0.1627% | 0.4952% | 8.0583e-06 |  |  | 0.835 | 1.6003 | 0.20686 | 39.8383 | 0.007681 | 0.4139% | 0.4952% | 2.0497e-05
[5 empty] | 0.84 | 1.6247 | 0.20276 | 42.1418 | 0.0043036 | 0.05808% | 0.495% | 2.875e-06 |  |  |  | 0.84 | 1.6247 | 0.20276 | 42.1418 | 0.0063808 | 0.1721% | 0.495% | 8.5205e-06 |  |  | 0.84 | 1.6247 | 0.20276 | 42.1418 | 0.0081251 | 0.4378% | 0.495% | 2.1671e-05
[5 empty] | 0.845 | 1.6496 | 0.19857 | 44.6303 | 0.0045578 | 0.06151% | 0.4948% | 3.0435e-06 |  |  |  | 0.845 | 1.6496 | 0.19857 | 44.6303 | 0.0067576 | 0.1823% | 0.4948% | 9.0193e-06 |  |  | 0.845 | 1.6496 | 0.19857 | 44.6303 | 0.0086049 | 0.4636% | 0.4948% | 2.2938e-05
[5 empty] | 0.85 | 1.6751 | 0.1943 | 47.3243 | 0.0048329 | 0.06522% | 0.4946% | 3.2256e-06 |  |  |  | 0.85 | 1.6751 | 0.1943 | 47.3243 | 0.0071655 | 0.1933% | 0.4946% | 9.5589e-06 |  |  | 0.85 | 1.6751 | 0.1943 | 47.3243 | 0.0091243 | 0.4915% | 0.4946% | 2.4308e-05
[5 empty] | 0.855 | 1.7011 | 0.18994 | 50.247 | 0.0051313 | 0.06925% | 0.4943% | 3.4231e-06 |  |  |  | 0.855 | 1.7011 | 0.18994 | 50.247 | 0.007608 | 0.2052% | 0.4943% | 1.0144e-05 |  |  | 0.855 | 1.7011 | 0.18994 | 50.247 | 0.0096878 | 0.5218% | 0.4943% | 2.5793e-05
[5 empty] | 0.86 | 1.7277 | 0.18548 | 53.4253 | 0.0054559 | 0.07363% | 0.4941% | 3.6377e-06 |  |  |  | 0.86 | 1.7277 | 0.18548 | 53.4253 | 0.0080893 | 0.2182% | 0.4941% | 1.0779e-05 |  |  | 0.86 | 1.7277 | 0.18548 | 53.4253 | 0.010301 | 0.5547% | 0.4941% | 2.7406e-05
[5 empty] | 0.865 | 1.755 | 0.18093 | 56.8904 | 0.0058098 | 0.0784% | 0.4938% | 3.8714e-06 |  |  |  | 0.865 | 1.755 | 0.18093 | 56.8904 | 0.0086139 | 0.2323% | 0.4938% | 1.1471e-05 |  |  | 0.865 | 1.755 | 0.18093 | 56.8904 | 0.010969 | 0.5906% | 0.4938% | 2.9162e-05
[5 empty] | 0.87 | 1.783 | 0.17629 | 60.6783 | 0.0061966 | 0.08362% | 0.4935% | 4.1266e-06 |  |  |  | 0.87 | 1.783 | 0.17629 | 60.6783 | 0.0091874 | 0.2478% | 0.4935% | 1.2227e-05 |  |  | 0.87 | 1.783 | 0.17629 | 60.6783 | 0.011699 | 0.6298% | 0.4935% | 3.1079e-05
[5 empty] | 0.875 | 1.8118 | 0.17154 | 64.831 | 0.0066207 | 0.08934% | 0.4932% | 4.4061e-06 |  |  |  | 0.875 | 1.8118 | 0.17154 | 64.831 | 0.0098162 | 0.2647% | 0.4932% | 1.3054e-05 |  |  | 0.875 | 1.8118 | 0.17154 | 64.831 | 0.0125 | 0.6727% | 0.4932% | 3.3177e-05
[5 empty] | 0.88 | 1.8413 | 0.1667 | 69.3982 | 0.0070871 | 0.09563% | 0.4928% | 4.7131e-06 |  |  |  | 0.88 | 1.8413 | 0.1667 | 69.3982 | 0.010508 | 0.2833% | 0.4928% | 1.3963e-05 |  |  | 0.88 | 1.8413 | 0.1667 | 69.3982 | 0.01338 | 0.7199% | 0.4928% | 3.5482e-05
[5 empty] | 0.885 | 1.8718 | 0.16175 | 74.4379 | 0.0076018 | 0.1026% | 0.4925% | 5.0514e-06 |  |  |  | 0.885 | 1.8718 | 0.16175 | 74.4379 | 0.011271 | 0.3038% | 0.4925% | 1.4964e-05 |  |  | 0.885 | 1.8718 | 0.16175 | 74.4379 | 0.014352 | 0.772% | 0.4925% | 3.802e-05
[5 empty] | 0.89 | 1.9032 | 0.1567 | 80.0198 | 0.0081718 | 0.1103% | 0.4921% | 5.4256e-06 |  |  |  | 0.89 | 1.9032 | 0.1567 | 80.0198 | 0.012116 | 0.3266% | 0.4921% | 1.6071e-05 |  |  | 0.89 | 1.9032 | 0.1567 | 80.0198 | 0.015428 | 0.8297% | 0.4921% | 4.0826e-05
[5 empty] | 0.895 | 1.9356 | 0.15153 | 86.2268 | 0.0088057 | 0.1188% | 0.4916% | 5.8409e-06 |  |  |  | 0.895 | 1.9356 | 0.15153 | 86.2268 | 0.013056 | 0.3519% | 0.4916% | 1.73e-05 |  |  | 0.895 | 1.9356 | 0.15153 | 86.2268 | 0.016625 | 0.8937% | 0.4916% | 4.3939e-05
[5 empty] | 0.9 | 1.9692 | 0.14625 | 93.1592 | 0.0095136 | 0.1284% | 0.4912% | 6.304e-06 |  |  |  | 0.9 | 1.9692 | 0.14625 | 93.1592 | 0.014105 | 0.3801% | 0.4912% | 1.867e-05 |  |  | 0.9 | 1.9692 | 0.14625 | 93.1592 | 0.017962 | 0.9652% | 0.4912% | 4.7408e-05
[5 empty] | 0.905 | 2.0041 | 0.14085 | 100.9389 | 0.010308 | 0.1391% | 0.4906% | 6.8227e-06 |  |  |  | 0.905 | 2.0041 | 0.14085 | 100.9389 | 0.015283 | 0.4118% | 0.4906% | 2.0204e-05 |  |  | 0.905 | 2.0041 | 0.14085 | 100.9389 | 0.019461 | 1.045% | 0.4906% | 5.129e-05
[5 empty] | 0.91 | 2.0403 | 0.13533 | 109.716 | 0.011204 | 0.1511% | 0.49% | 7.4066e-06 |  |  |  | 0.91 | 2.0403 | 0.13533 | 109.716 | 0.016612 | 0.4475% | 0.49% | 2.193e-05 |  |  | 0.91 | 2.0403 | 0.13533 | 109.716 | 0.021154 | 1.136% | 0.49% | 5.5658e-05
[5 empty] | 0.915 | 2.078 | 0.12967 | 119.6763 | 0.012222 | 0.1649% | 0.4894% | 8.0676e-06 |  |  |  | 0.915 | 2.078 | 0.12967 | 119.6763 | 0.01812 | 0.4881% | 0.4894% | 2.3884e-05 |  |  | 0.915 | 2.078 | 0.12967 | 119.6763 | 0.023074 | 1.238% | 0.4894% | 6.0597e-05
[5 empty] | 0.92 | 2.1174 | 0.12389 | 131.0538 | 0.013384 | 0.1805% | 0.4886% | 8.8205e-06 |  |  |  | 0.92 | 2.1174 | 0.12389 | 131.0538 | 0.019843 | 0.5343% | 0.4886% | 2.6109e-05 |  |  | 0.92 | 2.1174 | 0.12389 | 131.0538 | 0.025268 | 1.355% | 0.4886% | 6.6219e-05
[5 empty] | 0.925 | 2.1588 | 0.11796 | 144.1456 | 0.01472 | 0.1985% | 0.4878% | 9.6842e-06 |  |  |  | 0.925 | 2.1588 | 0.11796 | 144.1456 | 0.021825 | 0.5876% | 0.4878% | 2.8661e-05 |  |  | 0.925 | 2.1588 | 0.11796 | 144.1456 | 0.027792 | 1.49% | 0.4878% | 7.2661e-05
[5 empty] | 0.93 | 2.2023 | 0.11189 | 159.3357 | 0.016272 | 0.2194% | 0.4868% | 1.0683e-05 |  |  |  | 0.93 | 2.2023 | 0.11189 | 159.3357 | 0.024125 | 0.6493% | 0.4868% | 3.161e-05 |  |  | 0.93 | 2.2023 | 0.11189 | 159.3357 | 0.030721 | 1.645% | 0.4868% | 8.0098e-05
[5 empty] | 0.935 | 2.2483 | 0.10566 | 177.1275 | 0.018089 | 0.2439% | 0.4858% | 1.1848e-05 |  |  |  | 0.935 | 2.2483 | 0.10566 | 177.1275 | 0.026819 | 0.7215% | 0.4858% | 3.5048e-05 |  |  | 0.935 | 2.2483 | 0.10566 | 177.1275 | 0.034151 | 1.827% | 0.4858% | 8.8761e-05
[5 empty] | 0.94 | 2.2971 | 0.099269 | 198.1947 | 0.02024 | 0.2729% | 0.4845% | 1.322e-05 |  |  |  | 0.94 | 2.2971 | 0.099269 | 198.1947 | 0.030009 | 0.807% | 0.4845% | 3.9097e-05 |  |  | 0.94 | 2.2971 | 0.099269 | 198.1947 | 0.038213 | 2.042% | 0.4845% | 9.8951e-05
[5 empty] | 0.945 | 2.3492 | 0.092701 | 223.4578 | 0.02282 | 0.3076% | 0.483% | 1.4857e-05 |  |  |  | 0.945 | 2.3492 | 0.092701 | 223.4578 | 0.033834 | 0.9094% | 0.483% | 4.3923e-05 |  |  | 0.945 | 2.3492 | 0.092701 | 223.4578 | 0.043084 | 2.3% | 0.483% | 0.00011108
[5 empty] | 0.95 | 2.4052 | 0.085946 | 254.2074 | 0.02596 | 0.3498% | 0.4812% | 1.6836e-05 |  |  |  | 0.95 | 2.4052 | 0.085946 | 254.2074 | 0.03849 | 1.034% | 0.4812% | 4.9753e-05 |  |  | 0.95 | 2.4052 | 0.085946 | 254.2074 | 0.049012 | 2.612% | 0.4812% | 0.0001257
[5 empty] | 0.955 | 2.4658 | 0.078989 | 292.3082 | 0.029851 | 0.4022% | 0.4791% | 1.9268e-05 |  |  |  | 0.955 | 2.4658 | 0.078989 | 292.3082 | 0.044259 | 1.188% | 0.4791% | 5.691e-05 |  |  | 0.955 | 2.4658 | 0.078989 | 292.3082 | 0.056358 | 2.998% | 0.4791% | 0.00014361
[5 empty] | 0.96 | 2.5322 | 0.071811 | 340.5548 | 0.034778 | 0.4684% | 0.4764% | 2.2317e-05 |  |  |  | 0.96 | 2.5322 | 0.071811 | 340.5548 | 0.051564 | 1.383% | 0.4764% | 6.5872e-05 |  |  | 0.96 | 2.5322 | 0.071811 | 340.5548 | 0.065661 | 3.484% | 0.4764% | 0.00016597
[5 empty] | 0.965 | 2.6057 | 0.064392 | 403.3263 | 0.041189 | 0.5545% | 0.4731% | 2.6233e-05 |  |  |  | 0.965 | 2.6057 | 0.064392 | 403.3263 | 0.061069 | 1.635% | 0.4731% | 7.7365e-05 |  |  | 0.965 | 2.6057 | 0.064392 | 403.3263 | 0.077763 | 4.112% | 0.4731% | 0.00019454
[5 empty] | 0.97 | 2.6883 | 0.056702 | 487.8835 | 0.049824 | 0.6704% | 0.4687% | 3.1419e-05 |  |  |  | 0.97 | 2.6883 | 0.056702 | 487.8835 | 0.073872 | 1.975% | 0.4687% | 9.2556e-05 |  |  | 0.97 | 2.6883 | 0.056702 | 487.8835 | 0.094066 | 4.953% | 0.4687% | 0.00023213
[5 empty] | 0.975 | 2.7833 | 0.048704 | 607.1843 | 0.062007 | 0.8336% | 0.4627% | 3.8572e-05 |  |  |  | 0.975 | 2.7833 | 0.048704 | 607.1843 | 0.091935 | 2.452% | 0.4627% | 0.00011344 |  |  | 0.975 | 2.7833 | 0.048704 | 607.1843 | 0.11707 | 6.126% | 0.4627% | 0.00028346
[5 empty] | 0.98 | 2.8959 | 0.040348 | 786.7966 | 0.080349 | 1.079% | 0.4541% | 4.899e-05 |  |  |  | 0.98 | 2.8959 | 0.040348 | 786.7966 | 0.11913 | 3.165% | 0.4541% | 0.00014374 |  |  | 0.98 | 2.8959 | 0.040348 | 786.7966 | 0.1517 | 7.865% | 0.4541% | 0.00035715
[5 empty] | 0.985 | 3.0355 | 0.031559 | 1085.1061 | 0.11081 | 1.485% | 0.4406% | 6.5421e-05 |  |  |  | 0.985 | 3.0355 | 0.031559 | 1085.1061 | 0.1643 | 4.339% | 0.4406% | 0.00019118 |  |  | 0.985 | 3.0355 | 0.031559 | 1085.1061 | 0.20921 | 10.68% | 0.4406% | 0.00047067
[5 empty] | 0.99 | 3.223 | 0.02221 | 1671.0183 | 0.17065 | 2.277% | 0.4165% | 9.4845e-05 |  |  |  | 0.99 | 3.223 | 0.02221 | 1671.0183 | 0.25301 | 6.603% | 0.4165% | 0.000275 |  |  | 0.99 | 3.223 | 0.02221 | 1671.0183 | 0.32218 | 15.97% | 0.4165% | 0.00066502
[5 empty] | 0.995 | 3.5224 | 0.01205 | 3329.346 | 0.34 | 4.486% | 0.3607% | 0.00016184 |  |  |  | 0.995 | 3.5224 | 0.01205 | 3329.346 | 0.5041 | 12.73% | 0.3607% | 0.00045905 |  |  | 0.995 | 3.5224 | 0.01205 | 3329.346 | 0.64191 | 29.29% | 0.3607% | 0.0010567
Air Exchange Rate | AER | 7 | hr-1 |  | CoV-2: Standing, Speaking | 0.25 | hr | 0.43136 | 1.2 |  |  | R(ERq) |  |  |  | CoV-2: Standing, Speaking | 0.5 | hr | 0.43136 | 1.2 |  |  | R(ERq) |  |  | CoV-2: Standing, Speaking | 1 | hr | 0.43136 | 1.2 |  |  | R(ERq)
Particle Deposition Rate | k | 0.24 | hr-1 |  | Percentile Increment | log10ERq | pdf log10ERq | ERq | Avg quanta/m3 | PI(ERq) | PERq | PI(ERq)*PERq | Risk = | 0.00060905 |  | Percentile Increment | log10ERq | pdf log10ERq | ERq | Avg quanta/m3 | PI(ERq) | PERq | PI(ERq)*PERq | Risk = | 0.0016067 | Percentile Increment | log10ERq | pdf log10ERq | ERq | Avg quanta/m3 | PI(ERq) | PERq | PI(ERq)*PERq | Risk = | 0.0036498
Viral Inactivation Rate | λ | 0.63 | hr-1 |  | 0.005 | -2.6596 | 0.01205 | 0.0021896 | 1.8465e-07 | 2.493e-06% |  | 0 | Percentile = | 0.86 |  | 0.005 | -2.6596 | 0.01205 | 0.0021896 | 2.4635e-07 | 6.651e-06% |  | 0 | Percentile = | 0.855 | 0.005 | -2.6596 | 0.01205 | 0.0021896 | 2.8642e-07 | 1.547e-05% |  | 0 | Percentile = | 0.855
| IVRR | 7.87 |  |  | 0.01 | -2.3603 | 0.02221 | 0.0043626 | 3.679e-07 | 4.967e-06% | 0.6649% | 3.3024e-10 | R(ERq)max = | 0.01342% |  | 0.01 | -2.3603 | 0.02221 | 0.0043626 | 4.9082e-07 | 1.325e-05% | 0.6649% | 8.8116e-10 | R(ERq)max = | 0.0347% | 0.01 | -2.3603 | 0.02221 | 0.0043626 | 5.7067e-07 | 3.082e-05% | 0.6649% | 2.049e-09 | R(ERq)max = | 0.0756%
[5 empty] | 0.015 | -2.1727 | 0.031559 | 0.0067182 | 5.6655e-07 | 7.648e-06% | 0.5918% | 4.526e-10 | PI 90% = | 0.106% |  | 0.015 | -2.1727 | 0.031559 | 0.0067182 | 7.5584e-07 | 2.041e-05% | 0.5918% | 1.2076e-09 | PI 90% = | 0.2826% | 0.015 | -2.1727 | 0.031559 | 0.0067182 | 8.788e-07 | 4.746e-05% | 0.5918% | 2.8082e-09 | PI 90% = | 0.6559%
[5 empty] | 0.02 | -2.0331 | 0.040348 | 0.0092654 | 7.8135e-07 | 1.055e-05% | 0.5633% | 5.9419e-10 | Percentile = | 0.9 |  | 0.02 | -2.0331 | 0.040348 | 0.0092654 | 1.0424e-06 | 2.815e-05% | 0.5633% | 1.5854e-09 | Percentile = | 0.9 | 0.02 | -2.0331 | 0.040348 | 0.0092654 | 1.212e-06 | 6.545e-05% | 0.5633% | 3.6867e-09 | Percentile = | 0.9
[5 empty] | 0.025 | -1.9206 | 0.048704 | 0.012006 | 1.0125e-06 | 1.367e-05% | 0.5481% | 7.4921e-10 |  |  |  | 0.025 | -1.9206 | 0.048704 | 0.012006 | 1.3508e-06 | 3.647e-05% | 0.5481% | 1.9991e-09 |  |  | 0.025 | -1.9206 | 0.048704 | 0.012006 | 1.5705e-06 | 8.481e-05% | 0.5481% | 4.6485e-09
[5 empty] | 0.03 | -1.8256 | 0.056702 | 0.014942 | 1.2601e-06 | 1.701e-05% | 0.5387% | 9.1636e-10 |  |  |  | 0.03 | -1.8256 | 0.056702 | 0.014942 | 1.6811e-06 | 4.539e-05% | 0.5387% | 2.4451e-09 |  |  | 0.03 | -1.8256 | 0.056702 | 0.014942 | 1.9546e-06 | 0.0001055% | 0.5387% | 5.6856e-09
[5 empty] | 0.035 | -1.7429 | 0.064392 | 0.018075 | 1.5242e-06 | 2.058e-05% | 0.5323% | 1.0952e-09 |  |  |  | 0.035 | -1.7429 | 0.064392 | 0.018075 | 2.0335e-06 | 5.49e-05% | 0.5323% | 2.9224e-09 |  |  | 0.035 | -1.7429 | 0.064392 | 0.018075 | 2.3643e-06 | 0.0001277% | 0.5323% | 6.7955e-09
[5 empty] | 0.04 | -1.6695 | 0.071811 | 0.021406 | 1.8052e-06 | 2.437e-05% | 0.5276% | 1.2858e-09 |  |  |  | 0.04 | -1.6695 | 0.071811 | 0.021406 | 2.4083e-06 | 6.502e-05% | 0.5276% | 3.4307e-09 |  |  | 0.04 | -1.6695 | 0.071811 | 0.021406 | 2.8001e-06 | 0.0001512% | 0.5276% | 7.9776e-09
[5 empty] | 0.045 | -1.6031 | 0.078989 | 0.024939 | 2.1031e-06 | 2.839e-05% | 0.5241% | 1.4879e-09 |  |  |  | 0.045 | -1.6031 | 0.078989 | 0.024939 | 2.8058e-06 | 7.576e-05% | 0.5241% | 3.9702e-09 |  |  | 0.045 | -1.6031 | 0.078989 | 0.024939 | 3.2623e-06 | 0.0001762% | 0.5241% | 9.232e-09
[5 empty] | 0.05 | -1.5425 | 0.085946 | 0.028677 | 2.4184e-06 | 3.265e-05% | 0.5213% | 1.7019e-09 |  |  |  | 0.05 | -1.5425 | 0.085946 | 0.028677 | 3.2264e-06 | 8.711e-05% | 0.5213% | 4.5411e-09 |  |  | 0.05 | -1.5425 | 0.085946 | 0.028677 | 3.7512e-06 | 0.0002026% | 0.5213% | 1.056e-08
[5 empty] | 0.055 | -1.4865 | 0.092701 | 0.032624 | 2.7512e-06 | 3.714e-05% | 0.5191% | 1.9278e-09 |  |  |  | 0.055 | -1.4865 | 0.092701 | 0.032624 | 3.6703e-06 | 9.91e-05% | 0.5191% | 5.1438e-09 |  |  | 0.055 | -1.4865 | 0.092701 | 0.032624 | 4.2674e-06 | 0.0002304% | 0.5191% | 1.1961e-08
[5 empty] | 0.06 | -1.4344 | 0.099269 | 0.036782 | 3.1018e-06 | 4.187e-05% | 0.5172% | 2.1659e-09 |  |  |  | 0.06 | -1.4344 | 0.099269 | 0.036782 | 4.1382e-06 | 0.0001117% | 0.5172% | 5.779e-09 |  |  | 0.06 | -1.4344 | 0.099269 | 0.036782 | 4.8114e-06 | 0.0002598% | 0.5172% | 1.3438e-08
[5 empty] | 0.065 | -1.3856 | 0.10566 | 0.041157 | 3.4708e-06 | 4.686e-05% | 0.5157% | 2.4163e-09 |  |  |  | 0.065 | -1.3856 | 0.10566 | 0.041157 | 4.6304e-06 | 0.000125% | 0.5157% | 6.4472e-09 |  |  | 0.065 | -1.3856 | 0.10566 | 0.041157 | 5.3837e-06 | 0.0002907% | 0.5157% | 1.4992e-08
[5 empty] | 0.07 | -1.3396 | 0.11189 | 0.045752 | 3.8583e-06 | 5.209e-05% | 0.5144% | 2.6793e-09 |  |  |  | 0.07 | -1.3396 | 0.11189 | 0.045752 | 5.1474e-06 | 0.000139% | 0.5144% | 7.149e-09 |  |  | 0.07 | -1.3396 | 0.11189 | 0.045752 | 5.9848e-06 | 0.0003232% | 0.5144% | 1.6624e-08
[5 empty] | 0.075 | -1.2961 | 0.11796 | 0.050574 | 4.2649e-06 | 5.758e-05% | 0.5133% | 2.9552e-09 |  |  |  | 0.075 | -1.2961 | 0.11796 | 0.050574 | 5.6899e-06 | 0.0001536% | 0.5133% | 7.8852e-09 |  |  | 0.075 | -1.2961 | 0.11796 | 0.050574 | 6.6155e-06 | 0.0003572% | 0.5133% | 1.8336e-08
[5 empty] | 0.08 | -1.2547 | 0.12389 | 0.055626 | 4.6909e-06 | 6.333e-05% | 0.5123% | 3.2443e-09 |  |  |  | 0.08 | -1.2547 | 0.12389 | 0.055626 | 6.2583e-06 | 0.000169% | 0.5123% | 8.6565e-09 |  |  | 0.08 | -1.2547 | 0.12389 | 0.055626 | 7.2763e-06 | 0.0003929% | 0.5123% | 2.0129e-08
[5 empty] | 0.085 | -1.2153 | 0.12967 | 0.060914 | 5.1369e-06 | 6.935e-05% | 0.5115% | 3.5468e-09 |  |  |  | 0.085 | -1.2153 | 0.12967 | 0.060914 | 6.8532e-06 | 0.000185% | 0.5115% | 9.4637e-09 |  |  | 0.085 | -1.2153 | 0.12967 | 0.060914 | 7.9681e-06 | 0.0004303% | 0.5115% | 2.2007e-08
[5 empty] | 0.09 | -1.1775 | 0.13533 | 0.066444 | 5.6033e-06 | 7.564e-05% | 0.5107% | 3.8631e-09 |  |  |  | 0.09 | -1.1775 | 0.13533 | 0.066444 | 7.4754e-06 | 0.0002018% | 0.5107% | 1.0308e-08 |  |  | 0.09 | -1.1775 | 0.13533 | 0.066444 | 8.6915e-06 | 0.0004693% | 0.5107% | 2.3969e-08
[5 empty] | 0.095 | -1.1413 | 0.14085 | 0.072222 | 6.0905e-06 | 8.222e-05% | 0.51% | 4.1935e-09 |  |  |  | 0.095 | -1.1413 | 0.14085 | 0.072222 | 8.1254e-06 | 0.0002194% | 0.51% | 1.1189e-08 |  |  | 0.095 | -1.1413 | 0.14085 | 0.072222 | 9.4472e-06 | 0.0005101% | 0.51% | 2.6019e-08
[5 empty] | 0.1 | -1.1065 | 0.14625 | 0.078253 | 6.5991e-06 | 8.909e-05% | 0.5094% | 4.5384e-09 |  |  |  | 0.1 | -1.1065 | 0.14625 | 0.078253 | 8.8039e-06 | 0.0002377% | 0.5094% | 1.2109e-08 |  |  | 0.1 | -1.1065 | 0.14625 | 0.078253 | 1.0236e-05 | 0.0005528% | 0.5094% | 2.8159e-08
[5 empty] | 0.105 | -1.0729 | 0.15153 | 0.084544 | 7.1296e-06 | 9.625e-05% | 0.5089% | 4.898e-09 |  |  |  | 0.105 | -1.0729 | 0.15153 | 0.084544 | 9.5118e-06 | 0.0002568% | 0.5089% | 1.3069e-08 |  |  | 0.105 | -1.0729 | 0.15153 | 0.084544 | 1.1059e-05 | 0.0005972% | 0.5089% | 3.039e-08
[5 empty] | 0.11 | -1.0405 | 0.1567 | 0.091102 | 7.6827e-06 | 0.0001037% | 0.5084% | 5.2729e-09 |  |  |  | 0.11 | -1.0405 | 0.1567 | 0.091102 | 1.025e-05 | 0.0002767% | 0.5084% | 1.4069e-08 |  |  | 0.11 | -1.0405 | 0.1567 | 0.091102 | 1.1917e-05 | 0.0006435% | 0.5084% | 3.2716e-08
[5 empty] | 0.115 | -1.0091 | 0.16175 | 0.097934 | 8.2588e-06 | 0.0001115% | 0.508% | 5.6633e-09 |  |  |  | 0.115 | -1.0091 | 0.16175 | 0.097934 | 1.1018e-05 | 0.0002975% | 0.508% | 1.5111e-08 |  |  | 0.115 | -1.0091 | 0.16175 | 0.097934 | 1.2811e-05 | 0.0006918% | 0.508% | 3.5139e-08
[5 empty] | 0.12 | -0.97862 | 0.1667 | 0.10505 | 8.8585e-06 | 0.0001196% | 0.5075% | 6.0697e-09 |  |  |  | 0.12 | -0.97862 | 0.1667 | 0.10505 | 1.1818e-05 | 0.0003191% | 0.5075% | 1.6195e-08 |  |  | 0.12 | -0.97862 | 0.1667 | 0.10505 | 1.3741e-05 | 0.000742% | 0.5075% | 3.766e-08
[5 empty] | 0.125 | -0.94906 | 0.17154 | 0.11245 | 9.4826e-06 | 0.000128% | 0.5072% | 6.4925e-09 |  |  |  | 0.125 | -0.94906 | 0.17154 | 0.11245 | 1.2651e-05 | 0.0003416% | 0.5072% | 1.7324e-08 |  |  | 0.125 | -0.94906 | 0.17154 | 0.11245 | 1.4709e-05 | 0.0007943% | 0.5072% | 4.0283e-08
[5 empty] | 0.13 | -0.92031 | 0.17629 | 0.12014 | 1.0132e-05 | 0.0001368% | 0.5068% | 6.9322e-09 |  |  |  | 0.13 | -0.92031 | 0.17629 | 0.12014 | 1.3517e-05 | 0.0003649% | 0.5068% | 1.8497e-08 |  |  | 0.13 | -0.92031 | 0.17629 | 0.12014 | 1.5716e-05 | 0.0008486% | 0.5068% | 4.3011e-08
[5 empty] | 0.135 | -0.89231 | 0.18093 | 0.12814 | 1.0806e-05 | 0.0001459% | 0.5065% | 7.3891e-09 |  |  |  | 0.135 | -0.89231 | 0.18093 | 0.12814 | 1.4417e-05 | 0.0003892% | 0.5065% | 1.9716e-08 |  |  | 0.135 | -0.89231 | 0.18093 | 0.12814 | 1.6762e-05 | 0.0009051% | 0.5065% | 4.5846e-08
[5 empty] | 0.14 | -0.86502 | 0.18548 | 0.13645 | 1.1507e-05 | 0.0001553% | 0.5062% | 7.8637e-09 |  |  |  | 0.14 | -0.86502 | 0.18548 | 0.13645 | 1.5352e-05 | 0.0004145% | 0.5062% | 2.0982e-08 |  |  | 0.14 | -0.86502 | 0.18548 | 0.13645 | 1.7849e-05 | 0.0009638% | 0.5062% | 4.8791e-08
[5 empty] | 0.145 | -0.83838 | 0.18994 | 0.14508 | 1.2235e-05 | 0.0001652% | 0.5059% | 8.3566e-09 |  |  |  | 0.145 | -0.83838 | 0.18994 | 0.14508 | 1.6323e-05 | 0.0004407% | 0.5059% | 2.2297e-08 |  |  | 0.145 | -0.83838 | 0.18994 | 0.14508 | 1.8978e-05 | 0.001025% | 0.5059% | 5.1849e-08
[5 empty] | 0.15 | -0.81236 | 0.1943 | 0.15404 | 1.2991e-05 | 0.0001754% | 0.5057% | 8.8682e-09 |  |  |  | 0.15 | -0.81236 | 0.1943 | 0.15404 | 1.7331e-05 | 0.0004679% | 0.5057% | 2.3662e-08 |  |  | 0.15 | -0.81236 | 0.1943 | 0.15404 | 2.015e-05 | 0.001088% | 0.5057% | 5.5023e-08
[5 empty] | 0.155 | -0.7869 | 0.19857 | 0.16334 | 1.3775e-05 | 0.000186% | 0.5054% | 9.399e-09 |  |  |  | 0.155 | -0.7869 | 0.19857 | 0.16334 | 1.8377e-05 | 0.0004962% | 0.5054% | 2.5079e-08 |  |  | 0.155 | -0.7869 | 0.19857 | 0.16334 | 2.1366e-05 | 0.001154% | 0.5054% | 5.8317e-08
[5 empty] | 0.16 | -0.76199 | 0.20276 | 0.17299 | 1.4588e-05 | 0.0001969% | 0.5052% | 9.9496e-09 |  |  |  | 0.16 | -0.76199 | 0.20276 | 0.17299 | 1.9462e-05 | 0.0005255% | 0.5052% | 2.6548e-08 |  |  | 0.16 | -0.76199 | 0.20276 | 0.17299 | 2.2628e-05 | 0.001222% | 0.5052% | 6.1733e-08
[5 empty] | 0.165 | -0.73757 | 0.20686 | 0.18299 | 1.5432e-05 | 0.0002083% | 0.505% | 1.0521e-08 |  |  |  | 0.165 | -0.73757 | 0.20686 | 0.18299 | 2.0587e-05 | 0.0005559% | 0.505% | 2.8071e-08 |  |  | 0.165 | -0.73757 | 0.20686 | 0.18299 | 2.3937e-05 | 0.001293% | 0.505% | 6.5275e-08
[5 empty] | 0.17 | -0.71363 | 0.21088 | 0.19336 | 1.6306e-05 | 0.0002201% | 0.5048% | 1.1112e-08 |  |  |  | 0.17 | -0.71363 | 0.21088 | 0.19336 | 2.1754e-05 | 0.0005874% | 0.5048% | 2.965e-08 |  |  | 0.17 | -0.71363 | 0.21088 | 0.19336 | 2.5293e-05 | 0.001366% | 0.5048% | 6.8947e-08
[5 empty] | 0.175 | -0.69014 | 0.21481 | 0.20411 | 1.7212e-05 | 0.0002324% | 0.5046% | 1.1726e-08 |  |  |  | 0.175 | -0.69014 | 0.21481 | 0.20411 | 2.2963e-05 | 0.00062% | 0.5046% | 3.1287e-08 |  |  | 0.175 | -0.69014 | 0.21481 | 0.20411 | 2.6699e-05 | 0.001442% | 0.5046% | 7.2752e-08
[5 empty] | 0.18 | -0.66707 | 0.21867 | 0.21524 | 1.8151e-05 | 0.000245% | 0.5044% | 1.2361e-08 |  |  |  | 0.18 | -0.66707 | 0.21867 | 0.21524 | 2.4216e-05 | 0.0006538% | 0.5044% | 3.2982e-08 |  |  | 0.18 | -0.66707 | 0.21867 | 0.21524 | 2.8155e-05 | 0.00152% | 0.5044% | 7.6694e-08
[5 empty] | 0.185 | -0.6444 | 0.22244 | 0.22678 | 1.9124e-05 | 0.0002582% | 0.5043% | 1.3019e-08 |  |  |  | 0.185 | -0.6444 | 0.22244 | 0.22678 | 2.5514e-05 | 0.0006889% | 0.5043% | 3.4738e-08 |  |  | 0.185 | -0.6444 | 0.22244 | 0.22678 | 2.9664e-05 | 0.001602% | 0.5043% | 8.0777e-08
[5 empty] | 0.19 | -0.62211 | 0.22614 | 0.23872 | 2.0131e-05 | 0.0002718% | 0.5041% | 1.37e-08 |  |  |  | 0.19 | -0.62211 | 0.22614 | 0.23872 | 2.6857e-05 | 0.0007251% | 0.5041% | 3.6556e-08 |  |  | 0.19 | -0.62211 | 0.22614 | 0.23872 | 3.1227e-05 | 0.001686% | 0.5041% | 8.5005e-08
[5 empty] | 0.195 | -0.60018 | 0.22976 | 0.25109 | 2.1174e-05 | 0.0002859% | 0.504% | 1.4406e-08 |  |  |  | 0.195 | -0.60018 | 0.22976 | 0.25109 | 2.8249e-05 | 0.0007627% | 0.504% | 3.8438e-08 |  |  | 0.195 | -0.60018 | 0.22976 | 0.25109 | 3.2844e-05 | 0.001774% | 0.504% | 8.9382e-08
[5 empty] | 0.2 | -0.57858 | 0.2333 | 0.26389 | 2.2254e-05 | 0.0003004% | 0.5038% | 1.5136e-08 |  |  |  | 0.2 | -0.57858 | 0.2333 | 0.26389 | 2.9689e-05 | 0.0008016% | 0.5038% | 4.0386e-08 |  |  | 0.2 | -0.57858 | 0.2333 | 0.26389 | 3.4519e-05 | 0.001864% | 0.5038% | 9.3912e-08
[5 empty] | 0.205 | -0.55731 | 0.23677 | 0.27714 | 2.3371e-05 | 0.0003155% | 0.5037% | 1.5892e-08 |  |  |  | 0.205 | -0.55731 | 0.23677 | 0.27714 | 3.1179e-05 | 0.0008418% | 0.5037% | 4.2402e-08 |  |  | 0.205 | -0.55731 | 0.23677 | 0.27714 | 3.6252e-05 | 0.001958% | 0.5037% | 9.86e-08
[5 empty] | 0.21 | -0.53634 | 0.24017 | 0.29084 | 2.4527e-05 | 0.0003311% | 0.5036% | 1.6673e-08 |  |  |  | 0.21 | -0.53634 | 0.24017 | 0.29084 | 3.2722e-05 | 0.0008835% | 0.5036% | 4.4488e-08 |  |  | 0.21 | -0.53634 | 0.24017 | 0.29084 | 3.8045e-05 | 0.002054% | 0.5036% | 1.0345e-07
[5 empty] | 0.215 | -0.51567 | 0.24349 | 0.30502 | 2.5723e-05 | 0.0003473% | 0.5034% | 1.7482e-08 |  |  |  | 0.215 | -0.51567 | 0.24349 | 0.30502 | 3.4317e-05 | 0.0009266% | 0.5034% | 4.6646e-08 |  |  | 0.215 | -0.51567 | 0.24349 | 0.30502 | 3.99e-05 | 0.002155% | 0.5034% | 1.0847e-07
[5 empty] | 0.22 | -0.49527 | 0.24674 | 0.31969 | 2.696e-05 | 0.000364% | 0.5033% | 1.8318e-08 |  |  |  | 0.22 | -0.49527 | 0.24674 | 0.31969 | 3.5967e-05 | 0.0009711% | 0.5033% | 4.8877e-08 |  |  | 0.22 | -0.49527 | 0.24674 | 0.31969 | 4.1818e-05 | 0.002258% | 0.5033% | 1.1366e-07
[5 empty] | 0.225 | -0.47513 | 0.24993 | 0.33486 | 2.8239e-05 | 0.0003812% | 0.5032% | 1.9183e-08 |  |  |  | 0.225 | -0.47513 | 0.24993 | 0.33486 | 3.7674e-05 | 0.001017% | 0.5032% | 5.1185e-08 |  |  | 0.225 | -0.47513 | 0.24993 | 0.33486 | 4.3803e-05 | 0.002365% | 0.5032% | 1.1902e-07
[5 empty] | 0.23 | -0.45525 | 0.25304 | 0.35055 | 2.9562e-05 | 0.0003991% | 0.5031% | 2.0077e-08 |  |  |  | 0.23 | -0.45525 | 0.25304 | 0.35055 | 3.9439e-05 | 0.001065% | 0.5031% | 5.3571e-08 |  |  | 0.23 | -0.45525 | 0.25304 | 0.35055 | 4.5855e-05 | 0.002476% | 0.5031% | 1.2457e-07
[5 empty] | 0.235 | -0.43561 | 0.25608 | 0.36677 | 3.0929e-05 | 0.0004175% | 0.503% | 2.1002e-08 |  |  |  | 0.235 | -0.43561 | 0.25608 | 0.36677 | 4.1263e-05 | 0.001114% | 0.503% | 5.6038e-08 |  |  | 0.235 | -0.43561 | 0.25608 | 0.36677 | 4.7976e-05 | 0.002591% | 0.503% | 1.3031e-07
[5 empty] | 0.24 | -0.4162 | 0.25906 | 0.38353 | 3.2343e-05 | 0.0004366% | 0.5029% | 2.1958e-08 |  |  |  | 0.24 | -0.4162 | 0.25906 | 0.38353 | 4.315e-05 | 0.001165% | 0.5029% | 5.8587e-08 |  |  | 0.24 | -0.4162 | 0.25906 | 0.38353 | 5.0169e-05 | 0.002709% | 0.5029% | 1.3624e-07
[5 empty] | 0.245 | -0.39701 | 0.26197 | 0.40086 | 3.3805e-05 | 0.0004564% | 0.5028% | 2.2945e-08 |  |  |  | 0.245 | -0.39701 | 0.26197 | 0.40086 | 4.5099e-05 | 0.001218% | 0.5028% | 6.1223e-08 |  |  | 0.245 | -0.39701 | 0.26197 | 0.40086 | 5.2436e-05 | 0.002831% | 0.5028% | 1.4236e-07
[5 empty] | 0.25 | -0.37802 | 0.26481 | 0.41877 | 3.5315e-05 | 0.0004768% | 0.5027% | 2.3966e-08 |  |  |  | 0.25 | -0.37802 | 0.26481 | 0.41877 | 4.7114e-05 | 0.001272% | 0.5027% | 6.3946e-08 |  |  | 0.25 | -0.37802 | 0.26481 | 0.41877 | 5.4779e-05 | 0.002958% | 0.5027% | 1.487e-07
[5 empty] | 0.255 | -0.35924 | 0.26759 | 0.43728 | 3.6876e-05 | 0.0004978% | 0.5026% | 2.5021e-08 |  |  |  | 0.255 | -0.35924 | 0.26759 | 0.43728 | 4.9196e-05 | 0.001328% | 0.5026% | 6.6761e-08 |  |  | 0.255 | -0.35924 | 0.26759 | 0.43728 | 5.72e-05 | 0.003089% | 0.5026% | 1.5524e-07
[5 empty] | 0.26 | -0.34065 | 0.2703 | 0.4564 | 3.8489e-05 | 0.0005196% | 0.5025% | 2.611e-08 |  |  |  | 0.26 | -0.34065 | 0.2703 | 0.4564 | 5.1348e-05 | 0.001386% | 0.5025% | 6.9668e-08 |  |  | 0.26 | -0.34065 | 0.2703 | 0.4564 | 5.9701e-05 | 0.003224% | 0.5025% | 1.62e-07
[5 empty] | 0.265 | -0.32224 | 0.27295 | 0.47616 | 4.0155e-05 | 0.0005421% | 0.5024% | 2.7236e-08 |  |  |  | 0.265 | -0.32224 | 0.27295 | 0.47616 | 5.3571e-05 | 0.001446% | 0.5024% | 7.2672e-08 |  |  | 0.265 | -0.32224 | 0.27295 | 0.47616 | 6.2286e-05 | 0.003363% | 0.5024% | 1.6899e-07
[5 empty] | 0.27 | -0.30401 | 0.27554 | 0.49658 | 4.1877e-05 | 0.0005653% | 0.5024% | 2.8399e-08 |  |  |  | 0.27 | -0.30401 | 0.27554 | 0.49658 | 5.5868e-05 | 0.001508% | 0.5024% | 7.5776e-08 |  |  | 0.27 | -0.30401 | 0.27554 | 0.49658 | 6.4957e-05 | 0.003508% | 0.5024% | 1.762e-07
[5 empty] | 0.275 | -0.28595 | 0.27806 | 0.51767 | 4.3655e-05 | 0.0005893% | 0.5023% | 2.9601e-08 |  |  |  | 0.275 | -0.28595 | 0.27806 | 0.51767 | 5.8241e-05 | 0.001572% | 0.5023% | 7.8982e-08 |  |  | 0.275 | -0.28595 | 0.27806 | 0.51767 | 6.7715e-05 | 0.003657% | 0.5023% | 1.8366e-07
[5 empty] | 0.28 | -0.26805 | 0.28052 | 0.53945 | 4.5492e-05 | 0.0006141% | 0.5022% | 3.0842e-08 |  |  |  | 0.28 | -0.26805 | 0.28052 | 0.53945 | 6.0692e-05 | 0.001639% | 0.5022% | 8.2293e-08 |  |  | 0.28 | -0.26805 | 0.28052 | 0.53945 | 7.0565e-05 | 0.00381% | 0.5022% | 1.9136e-07
[5 empty] | 0.285 | -0.2503 | 0.28292 | 0.56196 | 4.739e-05 | 0.0006398% | 0.5021% | 3.2124e-08 |  |  |  | 0.285 | -0.2503 | 0.28292 | 0.56196 | 6.3223e-05 | 0.001707% | 0.5021% | 8.5713e-08 |  |  | 0.285 | -0.2503 | 0.28292 | 0.56196 | 7.3508e-05 | 0.003969% | 0.5021% | 1.9931e-07
[5 empty] | 0.29 | -0.2327 | 0.28525 | 0.5852 | 4.935e-05 | 0.0006662% | 0.502% | 3.3447e-08 |  |  |  | 0.29 | -0.2327 | 0.28525 | 0.5852 | 6.5838e-05 | 0.001778% | 0.502% | 8.9245e-08 |  |  | 0.29 | -0.2327 | 0.28525 | 0.5852 | 7.6549e-05 | 0.004134% | 0.502% | 2.0752e-07
[5 empty] | 0.295 | -0.21524 | 0.28753 | 0.6092 | 5.1374e-05 | 0.0006935% | 0.502% | 3.4815e-08 |  |  |  | 0.295 | -0.21524 | 0.28753 | 0.6092 | 6.8539e-05 | 0.001851% | 0.502% | 9.2893e-08 |  |  | 0.295 | -0.21524 | 0.28753 | 0.6092 | 7.9689e-05 | 0.004303% | 0.502% | 2.1601e-07
[5 empty] | 0.3 | -0.19792 | 0.28974 | 0.63399 | 5.3464e-05 | 0.0007218% | 0.5019% | 3.6226e-08 |  |  |  | 0.3 | -0.19792 | 0.28974 | 0.63399 | 7.1328e-05 | 0.001926% | 0.5019% | 9.666e-08 |  |  | 0.3 | -0.19792 | 0.28974 | 0.63399 | 8.2931e-05 | 0.004478% | 0.5019% | 2.2477e-07
[5 empty] | 0.305 | -0.18072 | 0.2919 | 0.65959 | 5.5623e-05 | 0.0007509% | 0.5018% | 3.7684e-08 |  |  |  | 0.305 | -0.18072 | 0.2919 | 0.65959 | 7.4208e-05 | 0.002004% | 0.5018% | 1.0055e-07 |  |  | 0.305 | -0.18072 | 0.2919 | 0.65959 | 8.628e-05 | 0.004659% | 0.5018% | 2.3381e-07
[5 empty] | 0.31 | -0.16366 | 0.29399 | 0.68603 | 5.7853e-05 | 0.000781% | 0.5018% | 3.919e-08 |  |  |  | 0.31 | -0.16366 | 0.29399 | 0.68603 | 7.7182e-05 | 0.002084% | 0.5018% | 1.0457e-07 |  |  | 0.31 | -0.16366 | 0.29399 | 0.68603 | 8.9739e-05 | 0.004846% | 0.5018% | 2.4315e-07
[5 empty] | 0.315 | -0.14671 | 0.29603 | 0.71333 | 6.0155e-05 | 0.0008121% | 0.5017% | 4.0744e-08 |  |  |  | 0.315 | -0.14671 | 0.29603 | 0.71333 | 8.0254e-05 | 0.002167% | 0.5017% | 1.0871e-07 |  |  | 0.315 | -0.14671 | 0.29603 | 0.71333 | 9.331e-05 | 0.005039% | 0.5017% | 2.528e-07
[5 empty] | 0.32 | -0.12987 | 0.29801 | 0.74152 | 6.2533e-05 | 0.0008442% | 0.5017% | 4.2349e-08 |  |  |  | 0.32 | -0.12987 | 0.29801 | 0.74152 | 8.3426e-05 | 0.002252% | 0.5017% | 1.13e-07 |  |  | 0.32 | -0.12987 | 0.29801 | 0.74152 | 9.6998e-05 | 0.005238% | 0.5017% | 2.6276e-07
[5 empty] | 0.325 | -0.11315 | 0.29993 | 0.77064 | 6.4988e-05 | 0.0008773% | 0.5016% | 4.4007e-08 |  |  |  | 0.325 | -0.11315 | 0.29993 | 0.77064 | 8.6701e-05 | 0.002341% | 0.5016% | 1.1742e-07 |  |  | 0.325 | -0.11315 | 0.29993 | 0.77064 | 0.00010081 | 0.005443% | 0.5016% | 2.7304e-07
[5 empty] | 0.33 | -0.096532 | 0.30179 | 0.8007 | 6.7523e-05 | 0.0009116% | 0.5015% | 4.5718e-08 |  |  |  | 0.33 | -0.096532 | 0.30179 | 0.8007 | 9.0083e-05 | 0.002432% | 0.5015% | 1.2199e-07 |  |  | 0.33 | -0.096532 | 0.30179 | 0.8007 | 0.00010474 | 0.005656% | 0.5015% | 2.8366e-07
[5 empty] | 0.335 | -0.080014 | 0.30359 | 0.83174 | 7.014e-05 | 0.0009469% | 0.5015% | 4.7485e-08 |  |  |  | 0.335 | -0.080014 | 0.30359 | 0.83174 | 9.3575e-05 | 0.002527% | 0.5015% | 1.267e-07 |  |  | 0.335 | -0.080014 | 0.30359 | 0.83174 | 0.0001088 | 0.005875% | 0.5015% | 2.9462e-07
[5 empty] | 0.34 | -0.063592 | 0.30534 | 0.86379 | 7.2843e-05 | 0.0009834% | 0.5014% | 4.9309e-08 |  |  |  | 0.34 | -0.063592 | 0.30534 | 0.86379 | 9.7181e-05 | 0.002624% | 0.5014% | 1.3157e-07 |  |  | 0.34 | -0.063592 | 0.30534 | 0.86379 | 0.00011299 | 0.006101% | 0.5014% | 3.0594e-07
[5 empty] | 0.345 | -0.047262 | 0.30703 | 0.89689 | 7.5635e-05 | 0.001021% | 0.5014% | 5.1193e-08 |  |  |  | 0.345 | -0.047262 | 0.30703 | 0.89689 | 0.00010091 | 0.002724% | 0.5014% | 1.3659e-07 |  |  | 0.345 | -0.047262 | 0.30703 | 0.89689 | 0.00011732 | 0.006335% | 0.5014% | 3.1763e-07
[5 empty] | 0.35 | -0.031021 | 0.30867 | 0.93106 | 7.8517e-05 | 0.00106% | 0.5013% | 5.3138e-08 |  |  |  | 0.35 | -0.031021 | 0.30867 | 0.93106 | 0.00010475 | 0.002828% | 0.5013% | 1.4178e-07 |  |  | 0.35 | -0.031021 | 0.30867 | 0.93106 | 0.00012179 | 0.006576% | 0.5013% | 3.2969e-07
[5 empty] | 0.355 | -0.014864 | 0.31024 | 0.96635 | 8.1493e-05 | 0.0011% | 0.5013% | 5.5147e-08 |  |  |  | 0.355 | -0.014864 | 0.31024 | 0.96635 | 0.00010872 | 0.002935% | 0.5013% | 1.4714e-07 |  |  | 0.355 | -0.014864 | 0.31024 | 0.96635 | 0.00012641 | 0.006826% | 0.5013% | 3.4215e-07
[5 empty] | 0.36 | 0.0012132 | 0.31176 | 1.0028 | 8.4566e-05 | 0.001142% | 0.5012% | 5.7221e-08 |  |  |  | 0.36 | 0.0012132 | 0.31176 | 1.0028 | 0.00011282 | 0.003046% | 0.5012% | 1.5268e-07 |  |  | 0.36 | 0.0012132 | 0.31176 | 1.0028 | 0.00013117 | 0.007083% | 0.5012% | 3.5502e-07
[5 empty] | 0.365 | 0.017213 | 0.31323 | 1.0404 | 8.774e-05 | 0.001184% | 0.5012% | 5.9362e-08 |  |  |  | 0.365 | 0.017213 | 0.31323 | 1.0404 | 0.00011705 | 0.00316% | 0.5012% | 1.5839e-07 |  |  | 0.365 | 0.017213 | 0.31323 | 1.0404 | 0.0001361 | 0.007349% | 0.5012% | 3.6831e-07
[5 empty] | 0.37 | 0.03314 | 0.31464 | 1.0793 | 9.1017e-05 | 0.001229% | 0.5011% | 6.1573e-08 |  |  |  | 0.37 | 0.03314 | 0.31464 | 1.0793 | 0.00012143 | 0.003278% | 0.5011% | 1.6429e-07 |  |  | 0.37 | 0.03314 | 0.31464 | 1.0793 | 0.00014118 | 0.007623% | 0.5011% | 3.8202e-07
[5 empty] | 0.375 | 0.048997 | 0.316 | 1.1194 | 9.4401e-05 | 0.001274% | 0.5011% | 6.3857e-08 |  |  |  | 0.375 | 0.048997 | 0.316 | 1.1194 | 0.00012594 | 0.0034% | 0.5011% | 1.7038e-07 |  |  | 0.375 | 0.048997 | 0.316 | 1.1194 | 0.00014643 | 0.007907% | 0.5011% | 3.9619e-07
[5 empty] | 0.38 | 0.064787 | 0.3173 | 1.1609 | 9.7897e-05 | 0.001322% | 0.501% | 6.6215e-08 |  |  |  | 0.38 | 0.064787 | 0.3173 | 1.1609 | 0.00013061 | 0.003526% | 0.501% | 1.7667e-07 |  |  | 0.38 | 0.064787 | 0.3173 | 1.1609 | 0.00015185 | 0.0082% | 0.501% | 4.1082e-07
[5 empty] | 0.385 | 0.080514 | 0.31854 | 1.2037 | 0.00010151 | 0.00137% | 0.501% | 6.865e-08 |  |  |  | 0.385 | 0.080514 | 0.31854 | 1.2037 | 0.00013542 | 0.003656% | 0.501% | 1.8317e-07 |  |  | 0.385 | 0.080514 | 0.31854 | 1.2037 | 0.00015745 | 0.008502% | 0.501% | 4.2593e-07
[5 empty] | 0.39 | 0.096181 | 0.31973 | 1.2479 | 0.00010524 | 0.001421% | 0.5009% | 7.1165e-08 |  |  |  | 0.39 | 0.096181 | 0.31973 | 1.2479 | 0.0001404 | 0.003791% | 0.5009% | 1.8988e-07 |  |  | 0.39 | 0.096181 | 0.31973 | 1.2479 | 0.00016324 | 0.008814% | 0.5009% | 4.4153e-07
[5 empty] | 0.395 | 0.11179 | 0.32087 | 1.2936 | 0.00010909 | 0.001473% | 0.5009% | 7.3763e-08 |  |  |  | 0.395 | 0.11179 | 0.32087 | 1.2936 | 0.00014553 | 0.003929% | 0.5009% | 1.9681e-07 |  |  | 0.395 | 0.11179 | 0.32087 | 1.2936 | 0.00016921 | 0.009137% | 0.5009% | 4.5765e-07
[5 empty] | 0.4 | 0.12735 | 0.32195 | 1.3407 | 0.00011307 | 0.001526% | 0.5008% | 7.6446e-08 |  |  |  | 0.4 | 0.12735 | 0.32195 | 1.3407 | 0.00015084 | 0.004073% | 0.5008% | 2.0397e-07 |  |  | 0.4 | 0.12735 | 0.32195 | 1.3407 | 0.00017538 | 0.00947% | 0.5008% | 4.743e-07
[5 empty] | 0.405 | 0.14285 | 0.32298 | 1.3895 | 0.00011717 | 0.001582% | 0.5008% | 7.9218e-08 |  |  |  | 0.405 | 0.14285 | 0.32298 | 1.3895 | 0.00015632 | 0.004221% | 0.5008% | 2.1137e-07 |  |  | 0.405 | 0.14285 | 0.32298 | 1.3895 | 0.00018176 | 0.009814% | 0.5008% | 4.9149e-07
[5 empty] | 0.41 | 0.15831 | 0.32396 | 1.4398 | 0.00012142 | 0.001639% | 0.5007% | 8.2081e-08 |  |  |  | 0.41 | 0.15831 | 0.32396 | 1.4398 | 0.00016199 | 0.004374% | 0.5007% | 2.1901e-07 |  |  | 0.41 | 0.15831 | 0.32396 | 1.4398 | 0.00018834 | 0.01017% | 0.5007% | 5.0926e-07
[5 empty] | 0.415 | 0.17372 | 0.32488 | 1.4918 | 0.00012581 | 0.001698% | 0.5007% | 8.5038e-08 |  |  |  | 0.415 | 0.17372 | 0.32488 | 1.4918 | 0.00016784 | 0.004532% | 0.5007% | 2.269e-07 |  |  | 0.415 | 0.17372 | 0.32488 | 1.4918 | 0.00019515 | 0.01054% | 0.5007% | 5.2761e-07
[5 empty] | 0.42 | 0.18909 | 0.32574 | 1.5456 | 0.00013034 | 0.00176% | 0.5007% | 8.8094e-08 |  |  |  | 0.42 | 0.18909 | 0.32574 | 1.5456 | 0.00017389 | 0.004695% | 0.5007% | 2.3505e-07 |  |  | 0.42 | 0.18909 | 0.32574 | 1.5456 | 0.00020217 | 0.01092% | 0.5007% | 5.4656e-07
[5 empty] | 0.425 | 0.20442 | 0.32656 | 1.6011 | 0.00013502 | 0.001823% | 0.5006% | 9.1252e-08 |  |  |  | 0.425 | 0.20442 | 0.32656 | 1.6011 | 0.00018013 | 0.004864% | 0.5006% | 2.4348e-07 |  |  | 0.425 | 0.20442 | 0.32656 | 1.6011 | 0.00020944 | 0.01131% | 0.5006% | 5.6615e-07
[5 empty] | 0.43 | 0.21971 | 0.32732 | 1.6585 | 0.00013986 | 0.001888% | 0.5006% | 9.4514e-08 |  |  |  | 0.43 | 0.21971 | 0.32732 | 1.6585 | 0.00018659 | 0.005038% | 0.5006% | 2.5218e-07 |  |  | 0.43 | 0.21971 | 0.32732 | 1.6585 | 0.00021695 | 0.01171% | 0.5006% | 5.8639e-07
[5 empty] | 0.435 | 0.23497 | 0.32803 | 1.7178 | 0.00014486 | 0.001956% | 0.5005% | 9.7886e-08 |  |  |  | 0.435 | 0.23497 | 0.32803 | 1.7178 | 0.00019326 | 0.005218% | 0.5005% | 2.6118e-07 |  |  | 0.435 | 0.23497 | 0.32803 | 1.7178 | 0.0002247 | 0.01213% | 0.5005% | 6.0731e-07
[5 empty] | 0.44 | 0.2502 | 0.32868 | 1.7791 | 0.00015003 | 0.002025% | 0.5005% | 1.0137e-07 |  |  |  | 0.44 | 0.2502 | 0.32868 | 1.7791 | 0.00020016 | 0.005404% | 0.5005% | 2.7047e-07 |  |  | 0.44 | 0.2502 | 0.32868 | 1.7791 | 0.00023272 | 0.01257% | 0.5005% | 6.2893e-07
[5 empty] | 0.445 | 0.2654 | 0.32929 | 1.8425 | 0.00015537 | 0.002098% | 0.5005% | 1.0497e-07 |  |  |  | 0.445 | 0.2654 | 0.32929 | 1.8425 | 0.00020729 | 0.005597% | 0.5005% | 2.8008e-07 |  |  | 0.445 | 0.2654 | 0.32929 | 1.8425 | 0.00024101 | 0.01301% | 0.5005% | 6.5127e-07
[5 empty] | 0.45 | 0.28057 | 0.32984 | 1.908 | 0.0001609 | 0.002172% | 0.5004% | 1.0869e-07 |  |  |  | 0.45 | 0.28057 | 0.32984 | 1.908 | 0.00021466 | 0.005796% | 0.5004% | 2.9002e-07 |  |  | 0.45 | 0.28057 | 0.32984 | 1.908 | 0.00024958 | 0.01348% | 0.5004% | 6.7437e-07
[5 empty] | 0.455 | 0.29572 | 0.33033 | 1.9757 | 0.00016661 | 0.002249% | 0.5004% | 1.1254e-07 |  |  |  | 0.455 | 0.29572 | 0.33033 | 1.9757 | 0.00022228 | 0.006001% | 0.5004% | 3.0029e-07 |  |  | 0.455 | 0.29572 | 0.33033 | 1.9757 | 0.00025844 | 0.01395% | 0.5004% | 6.9825e-07
[5 empty] | 0.46 | 0.31084 | 0.33078 | 2.0457 | 0.00017251 | 0.002329% | 0.5003% | 1.1652e-07 |  |  |  | 0.46 | 0.31084 | 0.33078 | 2.0457 | 0.00023015 | 0.006214% | 0.5003% | 3.109e-07 |  |  | 0.46 | 0.31084 | 0.33078 | 2.0457 | 0.0002676 | 0.01445% | 0.5003% | 7.2293e-07
[5 empty] | 0.465 | 0.32595 | 0.33117 | 2.1181 | 0.00017862 | 0.002411% | 0.5003% | 1.2064e-07 |  |  |  | 0.465 | 0.32595 | 0.33117 | 2.1181 | 0.0002383 | 0.006434% | 0.5003% | 3.2188e-07 |  |  | 0.465 | 0.32595 | 0.33117 | 2.1181 | 0.00027707 | 0.01496% | 0.5003% | 7.4846e-07
[5 empty] | 0.47 | 0.34104 | 0.33151 | 2.193 | 0.00018494 | 0.002497% | 0.5002% | 1.2489e-07 |  |  |  | 0.47 | 0.34104 | 0.33151 | 2.193 | 0.00024673 | 0.006661% | 0.5002% | 3.3324e-07 |  |  | 0.47 | 0.34104 | 0.33151 | 2.193 | 0.00028686 | 0.01549% | 0.5002% | 7.7486e-07
[5 empty] | 0.475 | 0.35612 | 0.3318 | 2.2705 | 0.00019147 | 0.002585% | 0.5002% | 1.2929e-07 |  |  |  | 0.475 | 0.35612 | 0.3318 | 2.2705 | 0.00025544 | 0.006897% | 0.5002% | 3.4498e-07 |  |  | 0.475 | 0.35612 | 0.3318 | 2.2705 | 0.000297 | 0.01604% | 0.5002% | 8.0216e-07
[5 empty] | 0.48 | 0.37118 | 0.33203 | 2.3506 | 0.00019823 | 0.002676% | 0.5002% | 1.3385e-07 |  |  |  | 0.48 | 0.37118 | 0.33203 | 2.3506 | 0.00026446 | 0.00714% | 0.5002% | 3.5713e-07 |  |  | 0.48 | 0.37118 | 0.33203 | 2.3506 | 0.00030748 | 0.0166% | 0.5002% | 8.3041e-07
[5 empty] | 0.485 | 0.38623 | 0.33222 | 2.4335 | 0.00020522 | 0.00277% | 0.5001% | 1.3856e-07 |  |  |  | 0.485 | 0.38623 | 0.33222 | 2.4335 | 0.00027378 | 0.007392% | 0.5001% | 3.6969e-07 |  |  | 0.485 | 0.38623 | 0.33222 | 2.4335 | 0.00031832 | 0.01719% | 0.5001% | 8.5963e-07
[5 empty] | 0.49 | 0.40128 | 0.33235 | 2.5193 | 0.00021245 | 0.002868% | 0.5001% | 1.4343e-07 |  |  |  | 0.49 | 0.40128 | 0.33235 | 2.5193 | 0.00028344 | 0.007653% | 0.5001% | 3.827e-07 |  |  | 0.49 | 0.40128 | 0.33235 | 2.5193 | 0.00032955 | 0.01779% | 0.5001% | 8.8986e-07
[5 empty] | 0.495 | 0.41632 | 0.33243 | 2.6081 | 0.00021994 | 0.002969% | 0.5001% | 1.4847e-07 |  |  |  | 0.495 | 0.41632 | 0.33243 | 2.6081 | 0.00029343 | 0.007922% | 0.5001% | 3.9615e-07 |  |  | 0.495 | 0.41632 | 0.33243 | 2.6081 | 0.00034116 | 0.01842% | 0.5001% | 9.2115e-07
[5 empty] | 0.5 | 0.43136 | 0.33245 | 2.7 | 0.00022769 | 0.003074% | 0.5% | 1.5369e-07 |  |  |  | 0.5 | 0.43136 | 0.33245 | 2.7 | 0.00030377 | 0.008201% | 0.5% | 4.1008e-07 |  |  | 0.5 | 0.43136 | 0.33245 | 2.7 | 0.00035318 | 0.01907% | 0.5% | 9.5353e-07
[5 empty] | 0.505 | 0.4464 | 0.33243 | 2.7951 | 0.00023571 | 0.003182% | 0.5% | 1.591e-07 |  |  |  | 0.505 | 0.4464 | 0.33243 | 2.7951 | 0.00031447 | 0.00849% | 0.5% | 4.2449e-07 |  |  | 0.505 | 0.4464 | 0.33243 | 2.7951 | 0.00036563 | 0.01974% | 0.5% | 9.8705e-07
[5 empty] | 0.51 | 0.46145 | 0.33235 | 2.8937 | 0.00024402 | 0.003294% | 0.4999% | 1.6469e-07 |  |  |  | 0.51 | 0.46145 | 0.33235 | 2.8937 | 0.00032555 | 0.00879% | 0.4999% | 4.3942e-07 |  |  | 0.51 | 0.46145 | 0.33235 | 2.8937 | 0.00037851 | 0.02044% | 0.4999% | 1.0217e-06
[5 empty] | 0.515 | 0.47649 | 0.33222 | 2.9957 | 0.00025262 | 0.00341% | 0.4999% | 1.7048e-07 |  |  |  | 0.515 | 0.47649 | 0.33222 | 2.9957 | 0.00033703 | 0.009099% | 0.4999% | 4.5488e-07 |  |  | 0.515 | 0.47649 | 0.33222 | 2.9957 | 0.00039186 | 0.02116% | 0.4999% | 1.0577e-06
[5 empty] | 0.52 | 0.49155 | 0.33203 | 3.1013 | 0.00026154 | 0.003531% | 0.4999% | 1.7648e-07 |  |  |  | 0.52 | 0.49155 | 0.33203 | 3.1013 | 0.00034892 | 0.00942% | 0.4999% | 4.7088e-07 |  |  | 0.52 | 0.49155 | 0.33203 | 3.1013 | 0.00040568 | 0.0219% | 0.4999% | 1.0949e-06
[5 empty] | 0.525 | 0.50661 | 0.3318 | 3.2108 | 0.00027077 | 0.003655% | 0.4998% | 1.827e-07 |  |  |  | 0.525 | 0.50661 | 0.3318 | 3.2108 | 0.00036123 | 0.009753% | 0.4998% | 4.8746e-07 |  |  | 0.525 | 0.50661 | 0.3318 | 3.2108 | 0.00042 | 0.02268% | 0.4998% | 1.1335e-06
[5 empty] | 0.53 | 0.52169 | 0.33151 | 3.3242 | 0.00028033 | 0.003784% | 0.4998% | 1.8913e-07 |  |  |  | 0.53 | 0.52169 | 0.33151 | 3.3242 | 0.00037399 | 0.0101% | 0.4998% | 5.0464e-07 |  |  | 0.53 | 0.52169 | 0.33151 | 3.3242 | 0.00043483 | 0.02348% | 0.4998% | 1.1734e-06
[5 empty] | 0.535 | 0.53678 | 0.33117 | 3.4417 | 0.00029024 | 0.003918% | 0.4997% | 1.9581e-07 |  |  |  | 0.535 | 0.53678 | 0.33117 | 3.4417 | 0.00038722 | 0.01045% | 0.4997% | 5.2244e-07 |  |  | 0.535 | 0.53678 | 0.33117 | 3.4417 | 0.00045021 | 0.02431% | 0.4997% | 1.2148e-06
[5 empty] | 0.54 | 0.55188 | 0.33078 | 3.5636 | 0.00030052 | 0.004057% | 0.4997% | 2.0272e-07 |  |  |  | 0.54 | 0.55188 | 0.33078 | 3.5636 | 0.00040092 | 0.01082% | 0.4997% | 5.4089e-07 |  |  | 0.54 | 0.55188 | 0.33078 | 3.5636 | 0.00046614 | 0.02517% | 0.4997% | 1.2577e-06
[5 empty] | 0.545 | 0.56701 | 0.33033 | 3.6899 | 0.00031117 | 0.004201% | 0.4997% | 2.0989e-07 |  |  |  | 0.545 | 0.56701 | 0.33033 | 3.6899 | 0.00041513 | 0.01121% | 0.4997% | 5.6001e-07 |  |  | 0.545 | 0.56701 | 0.33033 | 3.6899 | 0.00048266 | 0.02606% | 0.4997% | 1.3021e-06
[5 empty] | 0.55 | 0.58216 | 0.32984 | 3.8208 | 0.00032221 | 0.00435% | 0.4996% | 2.1732e-07 |  |  |  | 0.55 | 0.58216 | 0.32984 | 3.8208 | 0.00042987 | 0.01161% | 0.4996% | 5.7984e-07 |  |  | 0.55 | 0.58216 | 0.32984 | 3.8208 | 0.0004998 | 0.02699% | 0.4996% | 1.3482e-06
[5 empty] | 0.555 | 0.59733 | 0.32929 | 3.9567 | 0.00033367 | 0.004504% | 0.4996% | 2.2503e-07 |  |  |  | 0.555 | 0.59733 | 0.32929 | 3.9567 | 0.00044515 | 0.01202% | 0.4996% | 6.004e-07 |  |  | 0.555 | 0.59733 | 0.32929 | 3.9567 | 0.00051756 | 0.02794% | 0.4996% | 1.396e-06
[5 empty] | 0.56 | 0.61253 | 0.32868 | 4.0976 | 0.00034555 | 0.004665% | 0.4995% | 2.3302e-07 |  |  |  | 0.56 | 0.61253 | 0.32868 | 4.0976 | 0.000461 | 0.01245% | 0.4995% | 6.2173e-07 |  |  | 0.56 | 0.61253 | 0.32868 | 4.0976 | 0.000536 | 0.02894% | 0.4995% | 1.4456e-06
[5 empty] | 0.565 | 0.62775 | 0.32803 | 4.2438 | 0.00035788 | 0.004831% | 0.4995% | 2.4132e-07 |  |  |  | 0.565 | 0.62775 | 0.32803 | 4.2438 | 0.00047745 | 0.01289% | 0.4995% | 6.4387e-07 |  |  | 0.565 | 0.62775 | 0.32803 | 4.2438 | 0.00055512 | 0.02997% | 0.4995% | 1.4971e-06
[5 empty] | 0.57 | 0.64301 | 0.32732 | 4.3955 | 0.00037068 | 0.005004% | 0.4995% | 2.4993e-07 |  |  |  | 0.57 | 0.64301 | 0.32732 | 4.3955 | 0.00049452 | 0.01335% | 0.4995% | 6.6683e-07 |  |  | 0.57 | 0.64301 | 0.32732 | 4.3955 | 0.00057497 | 0.03104% | 0.4995% | 1.5505e-06
[5 empty] | 0.575 | 0.65831 | 0.32656 | 4.5531 | 0.00038396 | 0.005183% | 0.4994% | 2.5886e-07 |  |  |  | 0.575 | 0.65831 | 0.32656 | 4.5531 | 0.00051225 | 0.01383% | 0.4994% | 6.9067e-07 |  |  | 0.575 | 0.65831 | 0.32656 | 4.5531 | 0.00059558 | 0.03216% | 0.4994% | 1.6059e-06
[5 empty] | 0.58 | 0.67364 | 0.32574 | 4.7167 | 0.00039776 | 0.00537% | 0.4994% | 2.6814e-07 |  |  |  | 0.58 | 0.67364 | 0.32574 | 4.7167 | 0.00053065 | 0.01433% | 0.4994% | 7.1543e-07 |  |  | 0.58 | 0.67364 | 0.32574 | 4.7167 | 0.00061698 | 0.03331% | 0.4994% | 1.6635e-06
[5 empty] | 0.585 | 0.68901 | 0.32488 | 4.8866 | 0.00041209 | 0.005563% | 0.4993% | 2.7778e-07 |  |  |  | 0.585 | 0.68901 | 0.32488 | 4.8866 | 0.00054977 | 0.01484% | 0.4993% | 7.4113e-07 |  |  | 0.585 | 0.68901 | 0.32488 | 4.8866 | 0.00063921 | 0.03451% | 0.4993% | 1.7232e-06
[5 empty] | 0.59 | 0.70442 | 0.32396 | 5.0631 | 0.00042697 | 0.005764% | 0.4993% | 2.8779e-07 |  |  |  | 0.59 | 0.70442 | 0.32396 | 5.0631 | 0.00056963 | 0.01538% | 0.4993% | 7.6784e-07 |  |  | 0.59 | 0.70442 | 0.32396 | 5.0631 | 0.0006623 | 0.03576% | 0.4993% | 1.7853e-06
[5 empty] | 0.595 | 0.71988 | 0.32298 | 5.2466 | 0.00044244 | 0.005973% | 0.4992% | 2.9819e-07 |  |  |  | 0.595 | 0.71988 | 0.32298 | 5.2466 | 0.00059027 | 0.01594% | 0.4992% | 7.9559e-07 |  |  | 0.595 | 0.71988 | 0.32298 | 5.2466 | 0.00068629 | 0.03705% | 0.4992% | 1.8498e-06
[5 empty] | 0.6 | 0.73538 | 0.32195 | 5.4373 | 0.00045852 | 0.00619% | 0.4992% | 3.09e-07 |  |  |  | 0.6 | 0.73538 | 0.32195 | 5.4373 | 0.00061172 | 0.01652% | 0.4992% | 8.2443e-07 |  |  | 0.6 | 0.73538 | 0.32195 | 5.4373 | 0.00071124 | 0.0384% | 0.4992% | 1.9169e-06
[5 empty] | 0.605 | 0.75094 | 0.32087 | 5.6356 | 0.00047525 | 0.006416% | 0.4992% | 3.2024e-07 |  |  |  | 0.605 | 0.75094 | 0.32087 | 5.6356 | 0.00063403 | 0.01712% | 0.4992% | 8.5442e-07 |  |  | 0.605 | 0.75094 | 0.32087 | 5.6356 | 0.00073718 | 0.0398% | 0.4992% | 1.9866e-06
[5 empty] | 0.61 | 0.76655 | 0.31973 | 5.8418 | 0.00049264 | 0.00665% | 0.4991% | 3.3193e-07 |  |  |  | 0.61 | 0.76655 | 0.31973 | 5.8418 | 0.00065724 | 0.01774% | 0.4991% | 8.8561e-07 |  |  | 0.61 | 0.76655 | 0.31973 | 5.8418 | 0.00076416 | 0.04126% | 0.4991% | 2.0591e-06
[5 empty] | 0.615 | 0.78221 | 0.31854 | 6.0564 | 0.00051074 | 0.006895% | 0.4991% | 3.4409e-07 |  |  |  | 0.615 | 0.78221 | 0.31854 | 6.0564 | 0.00068138 | 0.0184% | 0.4991% | 9.1805e-07 |  |  | 0.615 | 0.78221 | 0.31854 | 6.0564 | 0.00079223 | 0.04277% | 0.4991% | 2.1345e-06
[5 empty] | 0.62 | 0.79794 | 0.3173 | 6.2797 | 0.00052957 | 0.007149% | 0.499% | 3.5674e-07 |  |  |  | 0.62 | 0.79794 | 0.3173 | 6.2797 | 0.00070651 | 0.01907% | 0.499% | 9.5181e-07 |  |  | 0.62 | 0.79794 | 0.3173 | 6.2797 | 0.00082144 | 0.04435% | 0.499% | 2.213e-06
[5 empty] | 0.625 | 0.81373 | 0.316 | 6.5122 | 0.00054918 | 0.007414% | 0.499% | 3.6992e-07 |  |  |  | 0.625 | 0.81373 | 0.316 | 6.5122 | 0.00073267 | 0.01978% | 0.499% | 9.8696e-07 |  |  | 0.625 | 0.81373 | 0.316 | 6.5122 | 0.00085186 | 0.04599% | 0.499% | 2.2947e-06
[5 empty] | 0.63 | 0.82959 | 0.31464 | 6.7544 | 0.0005696 | 0.007689% | 0.4989% | 3.8363e-07 |  |  |  | 0.63 | 0.82959 | 0.31464 | 6.7544 | 0.00075991 | 0.02052% | 0.4989% | 1.0236e-06 |  |  | 0.63 | 0.82959 | 0.31464 | 6.7544 | 0.00088353 | 0.0477% | 0.4989% | 2.3798e-06
[5 empty] | 0.635 | 0.84551 | 0.31323 | 7.0067 | 0.00059088 | 0.007977% | 0.4989% | 3.9792e-07 |  |  |  | 0.635 | 0.84551 | 0.31323 | 7.0067 | 0.0007883 | 0.02128% | 0.4989% | 1.0617e-06 |  |  | 0.635 | 0.84551 | 0.31323 | 7.0067 | 0.00091654 | 0.04948% | 0.4989% | 2.4684e-06
[5 empty] | 0.64 | 0.86151 | 0.31176 | 7.2697 | 0.00061305 | 0.008276% | 0.4988% | 4.1282e-07 |  |  |  | 0.64 | 0.86151 | 0.31176 | 7.2697 | 0.00081788 | 0.02208% | 0.4988% | 1.1014e-06 |  |  | 0.64 | 0.86151 | 0.31176 | 7.2697 | 0.00095093 | 0.05134% | 0.4988% | 2.5608e-06
[5 empty] | 0.645 | 0.87759 | 0.31024 | 7.5438 | 0.00063617 | 0.008588% | 0.4988% | 4.2834e-07 |  |  |  | 0.645 | 0.87759 | 0.31024 | 7.5438 | 0.00084872 | 0.02291% | 0.4988% | 1.1428e-06 |  |  | 0.645 | 0.87759 | 0.31024 | 7.5438 | 0.00098679 | 0.05327% | 0.4988% | 2.6571e-06
[5 empty] | 0.65 | 0.89375 | 0.30867 | 7.8298 | 0.00066028 | 0.008913% | 0.4987% | 4.4453e-07 |  |  |  | 0.65 | 0.89375 | 0.30867 | 7.8298 | 0.00088089 | 0.02378% | 0.4987% | 1.186e-06 |  |  | 0.65 | 0.89375 | 0.30867 | 7.8298 | 0.0010242 | 0.05529% | 0.4987% | 2.7575e-06
[5 empty] | 0.655 | 0.90999 | 0.30703 | 8.1281 | 0.00068544 | 0.009253% | 0.4987% | 4.6142e-07 |  |  |  | 0.655 | 0.90999 | 0.30703 | 8.1281 | 0.00091446 | 0.02469% | 0.4987% | 1.2311e-06 |  |  | 0.655 | 0.90999 | 0.30703 | 8.1281 | 0.0010632 | 0.0574% | 0.4987% | 2.8622e-06
[5 empty] | 0.66 | 0.92632 | 0.30534 | 8.4396 | 0.00071171 | 0.009608% | 0.4986% | 4.7905e-07 |  |  |  | 0.66 | 0.92632 | 0.30534 | 8.4396 | 0.0009495 | 0.02563% | 0.4986% | 1.2781e-06 |  |  | 0.66 | 0.92632 | 0.30534 | 8.4396 | 0.001104 | 0.0596% | 0.4986% | 2.9716e-06
[5 empty] | 0.665 | 0.94274 | 0.30359 | 8.7648 | 0.00073913 | 0.009978% | 0.4986% | 4.9745e-07 |  |  |  | 0.665 | 0.94274 | 0.30359 | 8.7648 | 0.00098609 | 0.02662% | 0.4986% | 1.3272e-06 |  |  | 0.665 | 0.94274 | 0.30359 | 8.7648 | 0.0011465 | 0.06189% | 0.4986% | 3.0857e-06
[5 empty] | 0.67 | 0.95926 | 0.30179 | 9.1046 | 0.00076779 | 0.01036% | 0.4985% | 5.1668e-07 |  |  |  | 0.67 | 0.95926 | 0.30179 | 9.1046 | 0.0010243 | 0.02765% | 0.4985% | 1.3785e-06 |  |  | 0.67 | 0.95926 | 0.30179 | 9.1046 | 0.001191 | 0.06429% | 0.4985% | 3.2049e-06
[5 empty] | 0.675 | 0.97588 | 0.29993 | 9.4597 | 0.00079774 | 0.01077% | 0.4984% | 5.3677e-07 |  |  |  | 0.675 | 0.97588 | 0.29993 | 9.4597 | 0.0010643 | 0.02873% | 0.4984% | 1.4321e-06 |  |  | 0.675 | 0.97588 | 0.29993 | 9.4597 | 0.0012374 | 0.0668% | 0.4984% | 3.3295e-06
[5 empty] | 0.68 | 0.9926 | 0.29801 | 9.8311 | 0.00082906 | 0.01119% | 0.4984% | 5.5778e-07 |  |  |  | 0.68 | 0.9926 | 0.29801 | 9.8311 | 0.0011061 | 0.02986% | 0.4984% | 1.4881e-06 |  |  | 0.68 | 0.9926 | 0.29801 | 9.8311 | 0.001286 | 0.06942% | 0.4984% | 3.4598e-06
[5 empty] | 0.685 | 1.0094 | 0.29603 | 10.2196 | 0.00086182 | 0.01163% | 0.4983% | 5.7975e-07 |  |  |  | 0.685 | 1.0094 | 0.29603 | 10.2196 | 0.0011498 | 0.03104% | 0.4983% | 1.5468e-06 |  |  | 0.685 | 1.0094 | 0.29603 | 10.2196 | 0.0013368 | 0.07216% | 0.4983% | 3.596e-06
[5 empty] | 0.69 | 1.0264 | 0.29399 | 10.6264 | 0.00089612 | 0.0121% | 0.4983% | 6.0275e-07 |  |  |  | 0.69 | 1.0264 | 0.29399 | 10.6264 | 0.0011955 | 0.03227% | 0.4983% | 1.6081e-06 |  |  | 0.69 | 1.0264 | 0.29399 | 10.6264 | 0.00139 | 0.07503% | 0.4983% | 3.7386e-06
[5 empty] | 0.695 | 1.0435 | 0.2919 | 11.0523 | 0.00093204 | 0.01258% | 0.4982% | 6.2683e-07 |  |  |  | 0.695 | 1.0435 | 0.2919 | 11.0523 | 0.0012434 | 0.03357% | 0.4982% | 1.6723e-06 |  |  | 0.695 | 1.0435 | 0.2919 | 11.0523 | 0.0014457 | 0.07804% | 0.4982% | 3.8879e-06
[5 empty] | 0.7 | 1.0606 | 0.28974 | 11.4986 | 0.00096968 | 0.01309% | 0.4981% | 6.5206e-07 |  |  |  | 0.7 | 1.0606 | 0.28974 | 11.4986 | 0.0012937 | 0.03492% | 0.4981% | 1.7396e-06 |  |  | 0.7 | 1.0606 | 0.28974 | 11.4986 | 0.0015041 | 0.08119% | 0.4981% | 4.0444e-06
[5 empty] | 0.705 | 1.078 | 0.28753 | 11.9665 | 0.0010091 | 0.01362% | 0.4981% | 6.785e-07 |  |  |  | 0.705 | 1.078 | 0.28753 | 11.9665 | 0.0013463 | 0.03634% | 0.4981% | 1.8102e-06 |  |  | 0.705 | 1.078 | 0.28753 | 11.9665 | 0.0015653 | 0.08449% | 0.4981% | 4.2083e-06
[5 empty] | 0.71 | 1.0954 | 0.28525 | 12.4573 | 0.0010505 | 0.01418% | 0.498% | 7.0623e-07 |  |  |  | 0.71 | 1.0954 | 0.28525 | 12.4573 | 0.0014015 | 0.03783% | 0.498% | 1.8842e-06 |  |  | 0.71 | 1.0954 | 0.28525 | 12.4573 | 0.0016295 | 0.08796% | 0.498% | 4.3803e-06
[5 empty] | 0.715 | 1.113 | 0.28292 | 12.9726 | 0.001094 | 0.01477% | 0.4979% | 7.3533e-07 |  |  |  | 0.715 | 1.113 | 0.28292 | 12.9726 | 0.0014595 | 0.0394% | 0.4979% | 1.9618e-06 |  |  | 0.715 | 1.113 | 0.28292 | 12.9726 | 0.0016969 | 0.09159% | 0.4979% | 4.5607e-06
[5 empty] | 0.72 | 1.1308 | 0.28052 | 13.5137 | 0.0011396 | 0.01538% | 0.4979% | 7.6589e-07 |  |  |  | 0.72 | 1.1308 | 0.28052 | 13.5137 | 0.0015204 | 0.04104% | 0.4979% | 2.0433e-06 |  |  | 0.72 | 1.1308 | 0.28052 | 13.5137 | 0.0017677 | 0.09541% | 0.4979% | 4.7502e-06
[5 empty] | 0.725 | 1.1487 | 0.27806 | 14.0824 | 0.0011876 | 0.01603% | 0.4978% | 7.98e-07 |  |  |  | 0.725 | 1.1487 | 0.27806 | 14.0824 | 0.0015844 | 0.04277% | 0.4978% | 2.129e-06 |  |  | 0.725 | 1.1487 | 0.27806 | 14.0824 | 0.0018421 | 0.09942% | 0.4978% | 4.9492e-06
[5 empty] | 0.73 | 1.1667 | 0.27554 | 14.6804 | 0.001238 | 0.01671% | 0.4977% | 8.3177e-07 |  |  |  | 0.73 | 1.1667 | 0.27554 | 14.6804 | 0.0016516 | 0.04458% | 0.4977% | 2.219e-06 |  |  | 0.73 | 1.1667 | 0.27554 | 14.6804 | 0.0019203 | 0.1036% | 0.4977% | 5.1585e-06
[5 empty] | 0.735 | 1.185 | 0.27295 | 15.3099 | 0.0012911 | 0.01743% | 0.4976% | 8.6729e-07 |  |  |  | 0.735 | 1.185 | 0.27295 | 15.3099 | 0.0017224 | 0.0465% | 0.4976% | 2.3138e-06 |  |  | 0.735 | 1.185 | 0.27295 | 15.3099 | 0.0020027 | 0.1081% | 0.4976% | 5.3787e-06
[5 empty] | 0.74 | 1.2034 | 0.2703 | 15.9727 | 0.001347 | 0.01818% | 0.4976% | 9.0468e-07 |  |  |  | 0.74 | 1.2034 | 0.2703 | 15.9727 | 0.001797 | 0.04851% | 0.4976% | 2.4135e-06 |  |  | 0.74 | 1.2034 | 0.2703 | 15.9727 | 0.0020894 | 0.1128% | 0.4976% | 5.6105e-06
[5 empty] | 0.745 | 1.222 | 0.26759 | 16.6713 | 0.0014059 | 0.01898% | 0.4975% | 9.4409e-07 |  |  |  | 0.745 | 1.222 | 0.26759 | 16.6713 | 0.0018756 | 0.05063% | 0.4975% | 2.5186e-06 |  |  | 0.745 | 1.222 | 0.26759 | 16.6713 | 0.0021807 | 0.1177% | 0.4975% | 5.8548e-06
[5 empty] | 0.75 | 1.2408 | 0.26481 | 17.4081 | 0.001468 | 0.01982% | 0.4974% | 9.8564e-07 |  |  |  | 0.75 | 1.2408 | 0.26481 | 17.4081 | 0.0019585 | 0.05287% | 0.4974% | 2.6295e-06 |  |  | 0.75 | 1.2408 | 0.26481 | 17.4081 | 0.0022771 | 0.1229% | 0.4974% | 6.1123e-06
[5 empty] | 0.755 | 1.2597 | 0.26197 | 18.1859 | 0.0015336 | 0.0207% | 0.4973% | 1.0295e-06 |  |  |  | 0.755 | 1.2597 | 0.26197 | 18.1859 | 0.002046 | 0.05523% | 0.4973% | 2.7464e-06 |  |  | 0.755 | 1.2597 | 0.26197 | 18.1859 | 0.0023789 | 0.1284% | 0.4973% | 6.3841e-06
[5 empty] | 0.76 | 1.2789 | 0.25906 | 19.0076 | 0.0016029 | 0.02164% | 0.4972% | 1.0758e-06 |  |  |  | 0.76 | 1.2789 | 0.25906 | 19.0076 | 0.0021385 | 0.05772% | 0.4972% | 2.8699e-06 |  |  | 0.76 | 1.2789 | 0.25906 | 19.0076 | 0.0024864 | 0.1342% | 0.4972% | 6.6711e-06
[5 empty] | 0.765 | 1.2983 | 0.25608 | 19.8764 | 0.0016762 | 0.02263% | 0.4971% | 1.1247e-06 |  |  |  | 0.765 | 1.2983 | 0.25608 | 19.8764 | 0.0022362 | 0.06036% | 0.4971% | 3.0005e-06 |  |  | 0.765 | 1.2983 | 0.25608 | 19.8764 | 0.0026 | 0.1403% | 0.4971% | 6.9745e-06
[5 empty] | 0.77 | 1.318 | 0.25304 | 20.796 | 0.0017537 | 0.02367% | 0.497% | 1.1765e-06 |  |  |  | 0.77 | 1.318 | 0.25304 | 20.796 | 0.0023397 | 0.06315% | 0.497% | 3.1386e-06 |  |  | 0.77 | 1.318 | 0.25304 | 20.796 | 0.0027203 | 0.1468% | 0.497% | 7.2954e-06
[5 empty] | 0.775 | 1.3379 | 0.24993 | 21.7702 | 0.0018359 | 0.02478% | 0.4969% | 1.2314e-06 |  |  |  | 0.775 | 1.3379 | 0.24993 | 21.7702 | 0.0024493 | 0.06611% | 0.4969% | 3.2849e-06 |  |  | 0.775 | 1.3379 | 0.24993 | 21.7702 | 0.0028477 | 0.1537% | 0.4969% | 7.6353e-06
[5 empty] | 0.78 | 1.358 | 0.24674 | 22.8032 | 0.001923 | 0.02596% | 0.4968% | 1.2895e-06 |  |  |  | 0.78 | 1.358 | 0.24674 | 22.8032 | 0.0025655 | 0.06924% | 0.4968% | 3.44e-06 |  |  | 0.78 | 1.358 | 0.24674 | 22.8032 | 0.0029828 | 0.1609% | 0.4968% | 7.9956e-06
[5 empty] | 0.785 | 1.3784 | 0.24349 | 23.8998 | 0.0020155 | 0.02721% | 0.4967% | 1.3512e-06 |  |  |  | 0.785 | 1.3784 | 0.24349 | 23.8998 | 0.0026889 | 0.07257% | 0.4967% | 3.6045e-06 |  |  | 0.785 | 1.3784 | 0.24349 | 23.8998 | 0.0031263 | 0.1687% | 0.4967% | 8.3778e-06
[5 empty] | 0.79 | 1.3991 | 0.24017 | 25.0651 | 0.0021137 | 0.02853% | 0.4966% | 1.4168e-06 |  |  |  | 0.79 | 1.3991 | 0.24017 | 25.0651 | 0.00282 | 0.07611% | 0.4966% | 3.7793e-06 |  |  | 0.79 | 1.3991 | 0.24017 | 25.0651 | 0.0032787 | 0.1769% | 0.4966% | 8.7839e-06
[5 empty] | 0.795 | 1.42 | 0.23677 | 26.3049 | 0.0022183 | 0.02994% | 0.4964% | 1.4864e-06 |  |  |  | 0.795 | 1.42 | 0.23677 | 26.3049 | 0.0029595 | 0.07987% | 0.4964% | 3.9652e-06 |  |  | 0.795 | 1.42 | 0.23677 | 26.3049 | 0.0034409 | 0.1856% | 0.4964% | 9.2156e-06
[5 empty] | 0.8 | 1.4413 | 0.2333 | 27.6254 | 0.0023297 | 0.03145% | 0.4963% | 1.5607e-06 |  |  |  | 0.8 | 1.4413 | 0.2333 | 27.6254 | 0.003108 | 0.08388% | 0.4963% | 4.1631e-06 |  |  | 0.8 | 1.4413 | 0.2333 | 27.6254 | 0.0036136 | 0.1949% | 0.4963% | 9.6753e-06
[5 empty] | 0.805 | 1.4629 | 0.22976 | 29.0338 | 0.0024484 | 0.03305% | 0.4962% | 1.6398e-06 |  |  |  | 0.805 | 1.4629 | 0.22976 | 29.0338 | 0.0032665 | 0.08816% | 0.4962% | 4.374e-06 |  |  | 0.805 | 1.4629 | 0.22976 | 29.0338 | 0.0037979 | 0.2049% | 0.4962% | 1.0165e-05
[5 empty] | 0.81 | 1.4848 | 0.22614 | 30.5379 | 0.0025753 | 0.03476% | 0.496% | 1.7242e-06 |  |  |  | 0.81 | 1.4848 | 0.22614 | 30.5379 | 0.0034357 | 0.09272% | 0.496% | 4.5992e-06 |  |  | 0.81 | 1.4848 | 0.22614 | 30.5379 | 0.0039946 | 0.2155% | 0.496% | 1.0688e-05
[5 empty] | 0.815 | 1.5071 | 0.22244 | 32.1464 | 0.0027109 | 0.03659% | 0.4959% | 1.8144e-06 |  |  |  | 0.815 | 1.5071 | 0.22244 | 32.1464 | 0.0036167 | 0.0976% | 0.4959% | 4.8399e-06 |  |  | 0.815 | 1.5071 | 0.22244 | 32.1464 | 0.004205 | 0.2268% | 0.4959% | 1.1247e-05
[5 empty] | 0.82 | 1.5298 | 0.21867 | 33.869 | 0.0028562 | 0.03855% | 0.4957% | 1.911e-06 |  |  |  | 0.82 | 1.5298 | 0.21867 | 33.869 | 0.0038105 | 0.1028% | 0.4957% | 5.0975e-06 |  |  | 0.82 | 1.5298 | 0.21867 | 33.869 | 0.0044303 | 0.239% | 0.4957% | 1.1845e-05
[5 empty] | 0.825 | 1.5529 | 0.21481 | 35.7167 | 0.003012 | 0.04065% | 0.4956% | 2.0146e-06 |  |  |  | 0.825 | 1.5529 | 0.21481 | 35.7167 | 0.0040183 | 0.1084% | 0.4956% | 5.3736e-06 |  |  | 0.825 | 1.5529 | 0.21481 | 35.7167 | 0.004672 | 0.252% | 0.4956% | 1.2487e-05
[5 empty] | 0.83 | 1.5764 | 0.21088 | 37.7018 | 0.0031794 | 0.04291% | 0.4954% | 2.1258e-06 |  |  |  | 0.83 | 1.5764 | 0.21088 | 37.7018 | 0.0042417 | 0.1145% | 0.4954% | 5.6701e-06 |  |  | 0.83 | 1.5764 | 0.21088 | 37.7018 | 0.0049317 | 0.266% | 0.4954% | 1.3175e-05
[5 empty] | 0.835 | 1.6003 | 0.20686 | 39.8383 | 0.0033596 | 0.04534% | 0.4952% | 2.2454e-06 |  |  |  | 0.835 | 1.6003 | 0.20686 | 39.8383 | 0.004482 | 0.1209% | 0.4952% | 5.9889e-06 |  |  | 0.835 | 1.6003 | 0.20686 | 39.8383 | 0.0052112 | 0.281% | 0.4952% | 1.3915e-05
[5 empty] | 0.84 | 1.6247 | 0.20276 | 42.1418 | 0.0035538 | 0.04797% | 0.495% | 2.3742e-06 |  |  |  | 0.84 | 1.6247 | 0.20276 | 42.1418 | 0.0047412 | 0.1279% | 0.495% | 6.3325e-06 |  |  | 0.84 | 1.6247 | 0.20276 | 42.1418 | 0.0055125 | 0.2972% | 0.495% | 1.4713e-05
[5 empty] | 0.845 | 1.6496 | 0.19857 | 44.6303 | 0.0037637 | 0.0508% | 0.4948% | 2.5133e-06 |  |  |  | 0.845 | 1.6496 | 0.19857 | 44.6303 | 0.0050212 | 0.1355% | 0.4948% | 6.7033e-06 |  |  | 0.845 | 1.6496 | 0.19857 | 44.6303 | 0.005838 | 0.3148% | 0.4948% | 1.5574e-05
[5 empty] | 0.85 | 1.6751 | 0.1943 | 47.3243 | 0.0039909 | 0.05386% | 0.4946% | 2.6638e-06 |  |  |  | 0.85 | 1.6751 | 0.1943 | 47.3243 | 0.0053243 | 0.1437% | 0.4946% | 7.1045e-06 |  |  | 0.85 | 1.6751 | 0.1943 | 47.3243 | 0.0061904 | 0.3337% | 0.4946% | 1.6505e-05
[5 empty] | 0.855 | 1.7011 | 0.18994 | 50.247 | 0.0042373 | 0.05719% | 0.4943% | 2.8269e-06 |  |  |  | 0.855 | 1.7011 | 0.18994 | 50.247 | 0.0056531 | 0.1525% | 0.4943% | 7.5393e-06 |  |  | 0.855 | 1.7011 | 0.18994 | 50.247 | 0.0065727 | 0.3543% | 0.4943% | 1.7514e-05
[5 empty] | 0.86 | 1.7277 | 0.18548 | 53.4253 | 0.0045054 | 0.0608% | 0.4941% | 3.0041e-06 |  |  |  | 0.86 | 1.7277 | 0.18548 | 53.4253 | 0.0060107 | 0.1622% | 0.4941% | 8.0116e-06 |  |  | 0.86 | 1.7277 | 0.18548 | 53.4253 | 0.0069885 | 0.3767% | 0.4941% | 1.861e-05
[5 empty] | 0.865 | 1.755 | 0.18093 | 56.8904 | 0.0047976 | 0.06475% | 0.4938% | 3.1971e-06 |  |  |  | 0.865 | 1.755 | 0.18093 | 56.8904 | 0.0064005 | 0.1727% | 0.4938% | 8.5261e-06 |  |  | 0.865 | 1.755 | 0.18093 | 56.8904 | 0.0074417 | 0.401% | 0.4938% | 1.9804e-05
[5 empty] | 0.87 | 1.783 | 0.17629 | 60.6783 | 0.005117 | 0.06906% | 0.4935% | 3.4079e-06 |  |  |  | 0.87 | 1.783 | 0.17629 | 60.6783 | 0.0068267 | 0.1842% | 0.4935% | 9.0879e-06 |  |  | 0.87 | 1.783 | 0.17629 | 60.6783 | 0.0079372 | 0.4277% | 0.4935% | 2.1107e-05
[5 empty] | 0.875 | 1.8118 | 0.17154 | 64.831 | 0.0054672 | 0.07378% | 0.4932% | 3.6388e-06 |  |  |  | 0.875 | 1.8118 | 0.17154 | 64.831 | 0.0072939 | 0.1967% | 0.4932% | 9.703e-06 |  |  | 0.875 | 1.8118 | 0.17154 | 64.831 | 0.0084804 | 0.4569% | 0.4932% | 2.2534e-05
[5 empty] | 0.88 | 1.8413 | 0.1667 | 69.3982 | 0.0058523 | 0.07898% | 0.4928% | 3.8923e-06 |  |  |  | 0.88 | 1.8413 | 0.1667 | 69.3982 | 0.0078077 | 0.2106% | 0.4928% | 1.0379e-05 |  |  | 0.88 | 1.8413 | 0.1667 | 69.3982 | 0.0090779 | 0.489% | 0.4928% | 2.4101e-05
[5 empty] | 0.885 | 1.8718 | 0.16175 | 74.4379 | 0.0062774 | 0.08471% | 0.4925% | 4.1717e-06 |  |  |  | 0.885 | 1.8718 | 0.16175 | 74.4379 | 0.0083747 | 0.2259% | 0.4925% | 1.1123e-05 |  |  | 0.885 | 1.8718 | 0.16175 | 74.4379 | 0.0097371 | 0.5244% | 0.4925% | 2.5827e-05
[5 empty] | 0.89 | 1.9032 | 0.1567 | 80.0198 | 0.0067481 | 0.09106% | 0.4921% | 4.4807e-06 |  |  |  | 0.89 | 1.9032 | 0.1567 | 80.0198 | 0.0090027 | 0.2428% | 0.4921% | 1.1946e-05 |  |  | 0.89 | 1.9032 | 0.1567 | 80.0198 | 0.010467 | 0.5636% | 0.4921% | 2.7735e-05
[5 empty] | 0.895 | 1.9356 | 0.15153 | 86.2268 | 0.0072715 | 0.09812% | 0.4916% | 4.8238e-06 |  |  |  | 0.895 | 1.9356 | 0.15153 | 86.2268 | 0.009701 | 0.2616% | 0.4916% | 1.286e-05 |  |  | 0.895 | 1.9356 | 0.15153 | 86.2268 | 0.011279 | 0.6072% | 0.4916% | 2.9853e-05
[5 empty] | 0.9 | 1.9692 | 0.14625 | 93.1592 | 0.0078561 | 0.106% | 0.4912% | 5.2063e-06 |  |  |  | 0.9 | 1.9692 | 0.14625 | 93.1592 | 0.010481 | 0.2826% | 0.4912% | 1.3879e-05 |  |  | 0.9 | 1.9692 | 0.14625 | 93.1592 | 0.012186 | 0.6559% | 0.4912% | 3.2214e-05
[5 empty] | 0.905 | 2.0041 | 0.14085 | 100.9389 | 0.0085122 | 0.1148% | 0.4906% | 5.6347e-06 |  |  |  | 0.905 | 2.0041 | 0.14085 | 100.9389 | 0.011356 | 0.3061% | 0.4906% | 1.502e-05 |  |  | 0.905 | 2.0041 | 0.14085 | 100.9389 | 0.013204 | 0.7105% | 0.4906% | 3.4857e-05
[5 empty] | 0.91 | 2.0403 | 0.13533 | 109.716 | 0.0092524 | 0.1248% | 0.49% | 6.117e-06 |  |  |  | 0.91 | 2.0403 | 0.13533 | 109.716 | 0.012344 | 0.3327% | 0.49% | 1.6304e-05 |  |  | 0.91 | 2.0403 | 0.13533 | 109.716 | 0.014352 | 0.772% | 0.49% | 3.783e-05
[5 empty] | 0.915 | 2.078 | 0.12967 | 119.6763 | 0.010092 | 0.1362% | 0.4894% | 6.6629e-06 |  |  |  | 0.915 | 2.078 | 0.12967 | 119.6763 | 0.013464 | 0.3629% | 0.4894% | 1.7758e-05 |  |  | 0.915 | 2.078 | 0.12967 | 119.6763 | 0.015655 | 0.8418% | 0.4894% | 4.1195e-05
[5 empty] | 0.92 | 2.1174 | 0.12389 | 131.0538 | 0.011052 | 0.1491% | 0.4886% | 7.2849e-06 |  |  |  | 0.92 | 2.1174 | 0.12389 | 131.0538 | 0.014744 | 0.3973% | 0.4886% | 1.9414e-05 |  |  | 0.92 | 2.1174 | 0.12389 | 131.0538 | 0.017143 | 0.9214% | 0.4886% | 4.5025e-05
[5 empty] | 0.925 | 2.1588 | 0.11796 | 144.1456 | 0.012156 | 0.164% | 0.4878% | 7.9984e-06 |  |  |  | 0.925 | 2.1588 | 0.11796 | 144.1456 | 0.016217 | 0.4369% | 0.4878% | 2.1312e-05 |  |  | 0.925 | 2.1588 | 0.11796 | 144.1456 | 0.018855 | 1.013% | 0.4878% | 4.9415e-05
[5 empty] | 0.93 | 2.2023 | 0.11189 | 159.3357 | 0.013437 | 0.1812% | 0.4868% | 8.8233e-06 |  |  |  | 0.93 | 2.2023 | 0.11189 | 159.3357 | 0.017926 | 0.4828% | 0.4868% | 2.3507e-05 |  |  | 0.93 | 2.2023 | 0.11189 | 159.3357 | 0.020842 | 1.119% | 0.4868% | 5.4487e-05
[5 empty] | 0.935 | 2.2483 | 0.10566 | 177.1275 | 0.014937 | 0.2014% | 0.4858% | 9.7855e-06 |  |  |  | 0.935 | 2.2483 | 0.10566 | 177.1275 | 0.019928 | 0.5366% | 0.4858% | 2.6066e-05 |  |  | 0.935 | 2.2483 | 0.10566 | 177.1275 | 0.02317 | 1.243% | 0.4858% | 6.0398e-05
[5 empty] | 0.94 | 2.2971 | 0.099269 | 198.1947 | 0.016714 | 0.2254% | 0.4845% | 1.092e-05 |  |  |  | 0.94 | 2.2971 | 0.099269 | 198.1947 | 0.022298 | 0.6002% | 0.4845% | 2.9081e-05 |  |  | 0.94 | 2.2971 | 0.099269 | 198.1947 | 0.025926 | 1.39% | 0.4845% | 6.7355e-05
[5 empty] | 0.945 | 2.3492 | 0.092701 | 223.4578 | 0.018844 | 0.2541% | 0.483% | 1.2272e-05 |  |  |  | 0.945 | 2.3492 | 0.092701 | 223.4578 | 0.02514 | 0.6765% | 0.483% | 3.2675e-05 |  |  | 0.945 | 2.3492 | 0.092701 | 223.4578 | 0.02923 | 1.566% | 0.483% | 7.5641e-05
[5 empty] | 0.95 | 2.4052 | 0.085946 | 254.2074 | 0.021437 | 0.289% | 0.4812% | 1.3907e-05 |  |  |  | 0.95 | 2.4052 | 0.085946 | 254.2074 | 0.0286 | 0.7692% | 0.4812% | 3.7018e-05 |  |  | 0.95 | 2.4052 | 0.085946 | 254.2074 | 0.033252 | 1.78% | 0.4812% | 8.5641e-05
[5 empty] | 0.955 | 2.4658 | 0.078989 | 292.3082 | 0.02465 | 0.3322% | 0.4791% | 1.5917e-05 |  |  |  | 0.955 | 2.4658 | 0.078989 | 292.3082 | 0.032886 | 0.884% | 0.4791% | 4.2352e-05 |  |  | 0.955 | 2.4658 | 0.078989 | 292.3082 | 0.038236 | 2.044% | 0.4791% | 9.7907e-05
[5 empty] | 0.96 | 2.5322 | 0.071811 | 340.5548 | 0.028719 | 0.387% | 0.4764% | 1.8436e-05 |  |  |  | 0.96 | 2.5322 | 0.071811 | 340.5548 | 0.038314 | 1.029% | 0.4764% | 4.9033e-05 |  |  | 0.96 | 2.5322 | 0.071811 | 340.5548 | 0.044547 | 2.377% | 0.4764% | 0.00011324
[5 empty] | 0.965 | 2.6057 | 0.064392 | 403.3263 | 0.034013 | 0.4581% | 0.4731% | 2.1673e-05 |  |  |  | 0.965 | 2.6057 | 0.064392 | 403.3263 | 0.045377 | 1.218% | 0.4731% | 5.7607e-05 |  |  | 0.965 | 2.6057 | 0.064392 | 403.3263 | 0.052758 | 2.809% | 0.4731% | 0.00013288
[5 empty] | 0.97 | 2.6883 | 0.056702 | 487.8835 | 0.041143 | 0.5539% | 0.4687% | 2.5961e-05 |  |  |  | 0.97 | 2.6883 | 0.056702 | 487.8835 | 0.05489 | 1.471% | 0.4687% | 6.8949e-05 |  |  | 0.97 | 2.6883 | 0.056702 | 487.8835 | 0.063819 | 3.388% | 0.4687% | 0.00015877
[5 empty] | 0.975 | 2.7833 | 0.048704 | 607.1843 | 0.051204 | 0.6889% | 0.4627% | 3.1875e-05 |  |  |  | 0.975 | 2.7833 | 0.048704 | 607.1843 | 0.068312 | 1.828% | 0.4627% | 8.4561e-05 |  |  | 0.975 | 2.7833 | 0.048704 | 607.1843 | 0.079425 | 4.198% | 0.4627% | 0.00019426
[5 empty] | 0.98 | 2.8959 | 0.040348 | 786.7966 | 0.066351 | 0.8917% | 0.4541% | 4.0493e-05 |  |  |  | 0.98 | 2.8959 | 0.040348 | 786.7966 | 0.088519 | 2.362% | 0.4541% | 0.00010724 |  |  | 0.98 | 2.8959 | 0.040348 | 786.7966 | 0.10292 | 5.406% | 0.4541% | 0.00024548
[5 empty] | 0.985 | 3.0355 | 0.031559 | 1085.1061 | 0.091507 | 1.228% | 0.4406% | 5.4093e-05 |  |  |  | 0.985 | 3.0355 | 0.031559 | 1085.1061 | 0.12208 | 3.242% | 0.4406% | 0.00014286 |  |  | 0.985 | 3.0355 | 0.031559 | 1085.1061 | 0.14194 | 7.378% | 0.4406% | 0.00032509
[5 empty] | 0.99 | 3.223 | 0.02221 | 1671.0183 | 0.14092 | 1.884% | 0.4165% | 7.8478e-05 |  |  |  | 0.99 | 3.223 | 0.02221 | 1671.0183 | 0.188 | 4.949% | 0.4165% | 0.00020612 |  |  | 0.99 | 3.223 | 0.02221 | 1671.0183 | 0.21858 | 11.13% | 0.4165% | 0.00046367
[5 empty] | 0.995 | 3.5224 | 0.01205 | 3329.346 | 0.28076 | 3.719% | 0.3607% | 0.00013417 |  |  |  | 0.995 | 3.5224 | 0.01205 | 3329.346 | 0.37457 | 9.619% | 0.3607% | 0.00034699 |  |  | 0.995 | 3.5224 | 0.01205 | 3329.346 | 0.43551 | 20.96% | 0.3607% | 0.000756
Air Exchange Rate | AER | 9.67 | hr-1 |  | CoV-2: Standing, Speaking | 0.25 | hr | 0.43136 | 1.2 |  |  | R(ERq) |  |  |  | CoV-2: Standing, Speaking | 0.5 | hr | 0.43136 | 1.2 |  |  | R(ERq) |  |  | CoV-2: Standing, Speaking | 1 | hr | 0.43136 | 1.2 |  |  | R(ERq)
Particle Deposition Rate | k | 0.24 | hr-1 |  | Percentile Increment | log10ERq | pdf log10ERq | ERq | Avg quanta/m3 | PI(ERq) | PERq | PI(ERq)*PERq | Risk = | 0.00052388 |  | Percentile Increment | log10ERq | pdf log10ERq | ERq | Avg quanta/m3 | PI(ERq) | PERq | PI(ERq)*PERq | Risk = | 0.0013007 | Percentile Increment | log10ERq | pdf log10ERq | ERq | Avg quanta/m3 | PI(ERq) | PERq | PI(ERq)*PERq | Risk = | 0.0028516
Viral Inactivation Rate | λ | 0.63 | hr-1 |  | 0.005 | -2.6596 | 0.01205 | 0.0021896 | 1.5868e-07 | 2.142e-06% |  | 0 | Percentile = | 0.86 |  | 0.005 | -2.6596 | 0.01205 | 0.0021896 | 1.9873e-07 | 5.366e-06% |  | 0 | Percentile = | 0.855 | 0.005 | -2.6596 | 0.01205 | 0.0021896 | 2.2174e-07 | 1.197e-05% |  | 0 | Percentile = | 0.855
| IVRR | 10.54 |  |  | 0.01 | -2.3603 | 0.02221 | 0.0043626 | 3.1615e-07 | 4.268e-06% | 0.6649% | 2.8379e-10 | R(ERq)max = | 0.01156% |  | 0.01 | -2.3603 | 0.02221 | 0.0043626 | 3.9596e-07 | 1.069e-05% | 0.6649% | 7.1086e-10 | R(ERq)max = | 0.02826% | 0.01 | -2.3603 | 0.02221 | 0.0043626 | 4.4179e-07 | 2.386e-05% | 0.6649% | 1.5863e-09 | R(ERq)max = | 0.06005%
[5 empty] | 0.015 | -2.1727 | 0.031559 | 0.0067182 | 4.8686e-07 | 6.573e-06% | 0.5918% | 3.8893e-10 | PI 90% = | 0.0911% |  | 0.015 | -2.1727 | 0.031559 | 0.0067182 | 6.0976e-07 | 1.646e-05% | 0.5918% | 9.7424e-10 | PI 90% = | 0.228% | 0.015 | -2.1727 | 0.031559 | 0.0067182 | 6.8034e-07 | 3.674e-05% | 0.5918% | 2.174e-09 | PI 90% = | 0.5081%
[5 empty] | 0.02 | -2.0331 | 0.040348 | 0.0092654 | 6.7144e-07 | 9.064e-06% | 0.5633% | 5.1061e-10 | Percentile = | 0.9 |  | 0.02 | -2.0331 | 0.040348 | 0.0092654 | 8.4095e-07 | 2.271e-05% | 0.5633% | 1.279e-09 | Percentile = | 0.9 | 0.02 | -2.0331 | 0.040348 | 0.0092654 | 9.3829e-07 | 5.067e-05% | 0.5633% | 2.8541e-09 | Percentile = | 0.9
[5 empty] | 0.025 | -1.9206 | 0.048704 | 0.012006 | 8.7007e-07 | 1.175e-05% | 0.5481% | 6.4382e-10 |  |  |  | 0.025 | -1.9206 | 0.048704 | 0.012006 | 1.0897e-06 | 2.942e-05% | 0.5481% | 1.6127e-09 |  |  | 0.025 | -1.9206 | 0.048704 | 0.012006 | 1.2158e-06 | 6.566e-05% | 0.5481% | 3.5988e-09
[5 empty] | 0.03 | -1.8256 | 0.056702 | 0.014942 | 1.0828e-06 | 1.462e-05% | 0.5387% | 7.8746e-10 |  |  |  | 0.03 | -1.8256 | 0.056702 | 0.014942 | 1.3562e-06 | 3.662e-05% | 0.5387% | 1.9725e-09 |  |  | 0.03 | -1.8256 | 0.056702 | 0.014942 | 1.5132e-06 | 8.171e-05% | 0.5387% | 4.4017e-09
[5 empty] | 0.035 | -1.7429 | 0.064392 | 0.018075 | 1.3098e-06 | 1.768e-05% | 0.5323% | 9.4118e-10 |  |  |  | 0.035 | -1.7429 | 0.064392 | 0.018075 | 1.6405e-06 | 4.429e-05% | 0.5323% | 2.3576e-09 |  |  | 0.035 | -1.7429 | 0.064392 | 0.018075 | 1.8304e-06 | 9.884e-05% | 0.5323% | 5.2609e-09
[5 empty] | 0.04 | -1.6695 | 0.071811 | 0.021406 | 1.5513e-06 | 2.094e-05% | 0.5276% | 1.1049e-09 |  |  |  | 0.04 | -1.6695 | 0.071811 | 0.021406 | 1.9429e-06 | 5.246e-05% | 0.5276% | 2.7676e-09 |  |  | 0.04 | -1.6695 | 0.071811 | 0.021406 | 2.1678e-06 | 0.0001171% | 0.5276% | 6.176e-09
[5 empty] | 0.045 | -1.6031 | 0.078989 | 0.024939 | 1.8073e-06 | 2.44e-05% | 0.5241% | 1.2786e-09 |  |  |  | 0.045 | -1.6031 | 0.078989 | 0.024939 | 2.2636e-06 | 6.112e-05% | 0.5241% | 3.2028e-09 |  |  | 0.045 | -1.6031 | 0.078989 | 0.024939 | 2.5256e-06 | 0.0001364% | 0.5241% | 7.1472e-09
[5 empty] | 0.05 | -1.5425 | 0.085946 | 0.028677 | 2.0782e-06 | 2.806e-05% | 0.5213% | 1.4625e-09 |  |  |  | 0.05 | -1.5425 | 0.085946 | 0.028677 | 2.6028e-06 | 7.028e-05% | 0.5213% | 3.6634e-09 |  |  | 0.05 | -1.5425 | 0.085946 | 0.028677 | 2.9041e-06 | 0.0001568% | 0.5213% | 8.1749e-09
[5 empty] | 0.055 | -1.4865 | 0.092701 | 0.032624 | 2.3642e-06 | 3.192e-05% | 0.5191% | 1.6566e-09 |  |  |  | 0.055 | -1.4865 | 0.092701 | 0.032624 | 2.961e-06 | 7.995e-05% | 0.5191% | 4.1497e-09 |  |  | 0.055 | -1.4865 | 0.092701 | 0.032624 | 3.3037e-06 | 0.0001784% | 0.5191% | 9.2601e-09
[5 empty] | 0.06 | -1.4344 | 0.099269 | 0.036782 | 2.6655e-06 | 3.598e-05% | 0.5172% | 1.8612e-09 |  |  |  | 0.06 | -1.4344 | 0.099269 | 0.036782 | 3.3384e-06 | 9.014e-05% | 0.5172% | 4.6621e-09 |  |  | 0.06 | -1.4344 | 0.099269 | 0.036782 | 3.7248e-06 | 0.0002011% | 0.5172% | 1.0404e-08
[5 empty] | 0.065 | -1.3856 | 0.10566 | 0.041157 | 2.9825e-06 | 4.026e-05% | 0.5157% | 2.0764e-09 |  |  |  | 0.065 | -1.3856 | 0.10566 | 0.041157 | 3.7355e-06 | 0.0001009% | 0.5157% | 5.2012e-09 |  |  | 0.065 | -1.3856 | 0.10566 | 0.041157 | 4.1679e-06 | 0.0002251% | 0.5157% | 1.1606e-08
[5 empty] | 0.07 | -1.3396 | 0.11189 | 0.045752 | 3.3156e-06 | 4.476e-05% | 0.5144% | 2.3024e-09 |  |  |  | 0.07 | -1.3396 | 0.11189 | 0.045752 | 4.1526e-06 | 0.0001121% | 0.5144% | 5.7673e-09 |  |  | 0.07 | -1.3396 | 0.11189 | 0.045752 | 4.6333e-06 | 0.0002502% | 0.5144% | 1.287e-08
[5 empty] | 0.075 | -1.2961 | 0.11796 | 0.050574 | 3.665e-06 | 4.948e-05% | 0.5133% | 2.5395e-09 |  |  |  | 0.075 | -1.2961 | 0.11796 | 0.050574 | 4.5902e-06 | 0.0001239% | 0.5133% | 6.3612e-09 |  |  | 0.075 | -1.2961 | 0.11796 | 0.050574 | 5.1215e-06 | 0.0002766% | 0.5133% | 1.4195e-08
[5 empty] | 0.08 | -1.2547 | 0.12389 | 0.055626 | 4.0311e-06 | 5.442e-05% | 0.5123% | 2.7879e-09 |  |  |  | 0.08 | -1.2547 | 0.12389 | 0.055626 | 5.0487e-06 | 0.0001363% | 0.5123% | 6.9835e-09 |  |  | 0.08 | -1.2547 | 0.12389 | 0.055626 | 5.6331e-06 | 0.0003042% | 0.5123% | 1.5584e-08
[5 empty] | 0.085 | -1.2153 | 0.12967 | 0.060914 | 4.4143e-06 | 5.959e-05% | 0.5115% | 3.0479e-09 |  |  |  | 0.085 | -1.2153 | 0.12967 | 0.060914 | 5.5287e-06 | 0.0001493% | 0.5115% | 7.6347e-09 |  |  | 0.085 | -1.2153 | 0.12967 | 0.060914 | 6.1687e-06 | 0.0003331% | 0.5115% | 1.7037e-08
[5 empty] | 0.09 | -1.1775 | 0.13533 | 0.066444 | 4.8151e-06 | 6.5e-05% | 0.5107% | 3.3197e-09 |  |  |  | 0.09 | -1.1775 | 0.13533 | 0.066444 | 6.0306e-06 | 0.0001628% | 0.5107% | 8.3155e-09 |  |  | 0.09 | -1.1775 | 0.13533 | 0.066444 | 6.7287e-06 | 0.0003633% | 0.5107% | 1.8556e-08
[5 empty] | 0.095 | -1.1413 | 0.14085 | 0.072222 | 5.2338e-06 | 7.066e-05% | 0.51% | 3.6036e-09 |  |  |  | 0.095 | -1.1413 | 0.14085 | 0.072222 | 6.555e-06 | 0.000177% | 0.51% | 9.0267e-09 |  |  | 0.095 | -1.1413 | 0.14085 | 0.072222 | 7.3138e-06 | 0.0003949% | 0.51% | 2.0143e-08
[5 empty] | 0.1 | -1.1065 | 0.14625 | 0.078253 | 5.6708e-06 | 7.656e-05% | 0.5094% | 3.9e-09 |  |  |  | 0.1 | -1.1065 | 0.14625 | 0.078253 | 7.1024e-06 | 0.0001918% | 0.5094% | 9.769e-09 |  |  | 0.1 | -1.1065 | 0.14625 | 0.078253 | 7.9245e-06 | 0.0004279% | 0.5094% | 2.18e-08
[5 empty] | 0.105 | -1.0729 | 0.15153 | 0.084544 | 6.1268e-06 | 8.271e-05% | 0.5089% | 4.2091e-09 |  |  |  | 0.105 | -1.0729 | 0.15153 | 0.084544 | 7.6734e-06 | 0.0002072% | 0.5089% | 1.0543e-08 |  |  | 0.105 | -1.0729 | 0.15153 | 0.084544 | 8.5617e-06 | 0.0004623% | 0.5089% | 2.3527e-08
[5 empty] | 0.11 | -1.0405 | 0.1567 | 0.091102 | 6.602e-06 | 8.913e-05% | 0.5084% | 4.5312e-09 |  |  |  | 0.11 | -1.0405 | 0.1567 | 0.091102 | 8.2686e-06 | 0.0002233% | 0.5084% | 1.135e-08 |  |  | 0.11 | -1.0405 | 0.1567 | 0.091102 | 9.2258e-06 | 0.0004982% | 0.5084% | 2.5328e-08
[5 empty] | 0.115 | -1.0091 | 0.16175 | 0.097934 | 7.0971e-06 | 9.581e-05% | 0.508% | 4.8667e-09 |  |  |  | 0.115 | -1.0091 | 0.16175 | 0.097934 | 8.8887e-06 | 0.00024% | 0.508% | 1.2191e-08 |  |  | 0.115 | -1.0091 | 0.16175 | 0.097934 | 9.9176e-06 | 0.0005355% | 0.508% | 2.7203e-08
[5 empty] | 0.12 | -0.97862 | 0.1667 | 0.10505 | 7.6125e-06 | 0.0001028% | 0.5075% | 5.2159e-09 |  |  |  | 0.12 | -0.97862 | 0.1667 | 0.10505 | 9.5342e-06 | 0.0002574% | 0.5075% | 1.3065e-08 |  |  | 0.12 | -0.97862 | 0.1667 | 0.10505 | 1.0638e-05 | 0.0005744% | 0.5075% | 2.9155e-08
[5 empty] | 0.125 | -0.94906 | 0.17154 | 0.11245 | 8.1487e-06 | 0.00011% | 0.5072% | 5.5793e-09 |  |  |  | 0.125 | -0.94906 | 0.17154 | 0.11245 | 1.0206e-05 | 0.0002756% | 0.5072% | 1.3975e-08 |  |  | 0.125 | -0.94906 | 0.17154 | 0.11245 | 1.1387e-05 | 0.0006149% | 0.5072% | 3.1186e-08
[5 empty] | 0.13 | -0.92031 | 0.17629 | 0.12014 | 8.7064e-06 | 0.0001175% | 0.5068% | 5.957e-09 |  |  |  | 0.13 | -0.92031 | 0.17629 | 0.12014 | 1.0904e-05 | 0.0002944% | 0.5068% | 1.4922e-08 |  |  | 0.13 | -0.92031 | 0.17629 | 0.12014 | 1.2167e-05 | 0.000657% | 0.5068% | 3.3298e-08
[5 empty] | 0.135 | -0.89231 | 0.18093 | 0.12814 | 9.2861e-06 | 0.0001254% | 0.5065% | 6.3497e-09 |  |  |  | 0.135 | -0.89231 | 0.18093 | 0.12814 | 1.163e-05 | 0.000314% | 0.5065% | 1.5905e-08 |  |  | 0.135 | -0.89231 | 0.18093 | 0.12814 | 1.2977e-05 | 0.0007007% | 0.5065% | 3.5493e-08
[5 empty] | 0.14 | -0.86502 | 0.18548 | 0.13645 | 9.8884e-06 | 0.0001335% | 0.5062% | 6.7576e-09 |  |  |  | 0.14 | -0.86502 | 0.18548 | 0.13645 | 1.2385e-05 | 0.0003344% | 0.5062% | 1.6927e-08 |  |  | 0.14 | -0.86502 | 0.18548 | 0.13645 | 1.3818e-05 | 0.0007462% | 0.5062% | 3.7773e-08
[5 empty] | 0.145 | -0.83838 | 0.18994 | 0.14508 | 1.0514e-05 | 0.0001419% | 0.5059% | 7.1811e-09 |  |  |  | 0.145 | -0.83838 | 0.18994 | 0.14508 | 1.3168e-05 | 0.0003555% | 0.5059% | 1.7988e-08 |  |  | 0.145 | -0.83838 | 0.18994 | 0.14508 | 1.4692e-05 | 0.0007934% | 0.5059% | 4.014e-08
[5 empty] | 0.15 | -0.81236 | 0.1943 | 0.15404 | 1.1163e-05 | 0.0001507% | 0.5057% | 7.6208e-09 |  |  |  | 0.15 | -0.81236 | 0.1943 | 0.15404 | 1.3981e-05 | 0.0003775% | 0.5057% | 1.9089e-08 |  |  | 0.15 | -0.81236 | 0.1943 | 0.15404 | 1.56e-05 | 0.0008424% | 0.5057% | 4.2597e-08
[5 empty] | 0.155 | -0.7869 | 0.19857 | 0.16334 | 1.1837e-05 | 0.0001598% | 0.5054% | 8.0769e-09 |  |  |  | 0.155 | -0.7869 | 0.19857 | 0.16334 | 1.4825e-05 | 0.0004003% | 0.5054% | 2.0232e-08 |  |  | 0.155 | -0.7869 | 0.19857 | 0.16334 | 1.6541e-05 | 0.0008932% | 0.5054% | 4.5147e-08
[5 empty] | 0.16 | -0.76199 | 0.20276 | 0.17299 | 1.2536e-05 | 0.0001692% | 0.5052% | 8.5501e-09 |  |  |  | 0.16 | -0.76199 | 0.20276 | 0.17299 | 1.5701e-05 | 0.0004239% | 0.5052% | 2.1417e-08 |  |  | 0.16 | -0.76199 | 0.20276 | 0.17299 | 1.7518e-05 | 0.000946% | 0.5052% | 4.7792e-08
[5 empty] | 0.165 | -0.73757 | 0.20686 | 0.18299 | 1.3261e-05 | 0.000179% | 0.505% | 9.0407e-09 |  |  |  | 0.165 | -0.73757 | 0.20686 | 0.18299 | 1.6609e-05 | 0.0004484% | 0.505% | 2.2646e-08 |  |  | 0.165 | -0.73757 | 0.20686 | 0.18299 | 1.8531e-05 | 0.001001% | 0.505% | 5.0534e-08
[5 empty] | 0.17 | -0.71363 | 0.21088 | 0.19336 | 1.4012e-05 | 0.0001892% | 0.5048% | 9.5492e-09 |  |  |  | 0.17 | -0.71363 | 0.21088 | 0.19336 | 1.755e-05 | 0.0004738% | 0.5048% | 2.392e-08 |  |  | 0.17 | -0.71363 | 0.21088 | 0.19336 | 1.9581e-05 | 0.001057% | 0.5048% | 5.3377e-08
[5 empty] | 0.175 | -0.69014 | 0.21481 | 0.20411 | 1.4791e-05 | 0.0001997% | 0.5046% | 1.0076e-08 |  |  |  | 0.175 | -0.69014 | 0.21481 | 0.20411 | 1.8525e-05 | 0.0005002% | 0.5046% | 2.524e-08 |  |  | 0.175 | -0.69014 | 0.21481 | 0.20411 | 2.0669e-05 | 0.001116% | 0.5046% | 5.6323e-08
[5 empty] | 0.18 | -0.66707 | 0.21867 | 0.21524 | 1.5598e-05 | 0.0002106% | 0.5044% | 1.0622e-08 |  |  |  | 0.18 | -0.66707 | 0.21867 | 0.21524 | 1.9536e-05 | 0.0005275% | 0.5044% | 2.6608e-08 |  |  | 0.18 | -0.66707 | 0.21867 | 0.21524 | 2.1797e-05 | 0.001177% | 0.5044% | 5.9375e-08
[5 empty] | 0.185 | -0.6444 | 0.22244 | 0.22678 | 1.6434e-05 | 0.0002219% | 0.5043% | 1.1188e-08 |  |  |  | 0.185 | -0.6444 | 0.22244 | 0.22678 | 2.0583e-05 | 0.0005557% | 0.5043% | 2.8024e-08 |  |  | 0.185 | -0.6444 | 0.22244 | 0.22678 | 2.2965e-05 | 0.00124% | 0.5043% | 6.2536e-08
[5 empty] | 0.19 | -0.62211 | 0.22614 | 0.23872 | 1.7299e-05 | 0.0002335% | 0.5041% | 1.1773e-08 |  |  |  | 0.19 | -0.62211 | 0.22614 | 0.23872 | 2.1667e-05 | 0.000585% | 0.5041% | 2.9491e-08 |  |  | 0.19 | -0.62211 | 0.22614 | 0.23872 | 2.4175e-05 | 0.001305% | 0.5041% | 6.5809e-08
[5 empty] | 0.195 | -0.60018 | 0.22976 | 0.25109 | 1.8196e-05 | 0.0002456% | 0.504% | 1.2379e-08 |  |  |  | 0.195 | -0.60018 | 0.22976 | 0.25109 | 2.2789e-05 | 0.0006153% | 0.504% | 3.1009e-08 |  |  | 0.195 | -0.60018 | 0.22976 | 0.25109 | 2.5427e-05 | 0.001373% | 0.504% | 6.9197e-08
[5 empty] | 0.2 | -0.57858 | 0.2333 | 0.26389 | 1.9123e-05 | 0.0002582% | 0.5038% | 1.3007e-08 |  |  |  | 0.2 | -0.57858 | 0.2333 | 0.26389 | 2.3951e-05 | 0.0006467% | 0.5038% | 3.2581e-08 |  |  | 0.2 | -0.57858 | 0.2333 | 0.26389 | 2.6723e-05 | 0.001443% | 0.5038% | 7.2704e-08
[5 empty] | 0.205 | -0.55731 | 0.23677 | 0.27714 | 2.0083e-05 | 0.0002711% | 0.5037% | 1.3656e-08 |  |  |  | 0.205 | -0.55731 | 0.23677 | 0.27714 | 2.5153e-05 | 0.0006791% | 0.5037% | 3.4207e-08 |  |  | 0.205 | -0.55731 | 0.23677 | 0.27714 | 2.8065e-05 | 0.001515% | 0.5037% | 7.6333e-08
[5 empty] | 0.21 | -0.53634 | 0.24017 | 0.29084 | 2.1077e-05 | 0.0002845% | 0.5036% | 1.4328e-08 |  |  |  | 0.21 | -0.53634 | 0.24017 | 0.29084 | 2.6397e-05 | 0.0007127% | 0.5036% | 3.589e-08 |  |  | 0.21 | -0.53634 | 0.24017 | 0.29084 | 2.9453e-05 | 0.00159% | 0.5036% | 8.0088e-08
[5 empty] | 0.215 | -0.51567 | 0.24349 | 0.30502 | 2.2104e-05 | 0.0002984% | 0.5034% | 1.5023e-08 |  |  |  | 0.215 | -0.51567 | 0.24349 | 0.30502 | 2.7685e-05 | 0.0007475% | 0.5034% | 3.7631e-08 |  |  | 0.215 | -0.51567 | 0.24349 | 0.30502 | 3.0889e-05 | 0.001668% | 0.5034% | 8.3973e-08
[5 empty] | 0.22 | -0.49527 | 0.24674 | 0.31969 | 2.3167e-05 | 0.0003128% | 0.5033% | 1.5742e-08 |  |  |  | 0.22 | -0.49527 | 0.24674 | 0.31969 | 2.9016e-05 | 0.0007834% | 0.5033% | 3.9431e-08 |  |  | 0.22 | -0.49527 | 0.24674 | 0.31969 | 3.2375e-05 | 0.001748% | 0.5033% | 8.799e-08
[5 empty] | 0.225 | -0.47513 | 0.24993 | 0.33486 | 2.4267e-05 | 0.0003276% | 0.5032% | 1.6485e-08 |  |  |  | 0.225 | -0.47513 | 0.24993 | 0.33486 | 3.0393e-05 | 0.0008206% | 0.5032% | 4.1292e-08 |  |  | 0.225 | -0.47513 | 0.24993 | 0.33486 | 3.3911e-05 | 0.001831% | 0.5032% | 9.2144e-08
[5 empty] | 0.23 | -0.45525 | 0.25304 | 0.35055 | 2.5403e-05 | 0.0003429% | 0.5031% | 1.7253e-08 |  |  |  | 0.23 | -0.45525 | 0.25304 | 0.35055 | 3.1816e-05 | 0.000859% | 0.5031% | 4.3217e-08 |  |  | 0.23 | -0.45525 | 0.25304 | 0.35055 | 3.5499e-05 | 0.001917% | 0.5031% | 9.6439e-08
[5 empty] | 0.235 | -0.43561 | 0.25608 | 0.36677 | 2.6579e-05 | 0.0003588% | 0.503% | 1.8048e-08 |  |  |  | 0.235 | -0.43561 | 0.25608 | 0.36677 | 3.3288e-05 | 0.0008988% | 0.503% | 4.5207e-08 |  |  | 0.235 | -0.43561 | 0.25608 | 0.36677 | 3.7142e-05 | 0.002006% | 0.503% | 1.0088e-07
[5 empty] | 0.24 | -0.4162 | 0.25906 | 0.38353 | 2.7794e-05 | 0.0003752% | 0.5029% | 1.8869e-08 |  |  |  | 0.24 | -0.4162 | 0.25906 | 0.38353 | 3.481e-05 | 0.0009399% | 0.5029% | 4.7264e-08 |  |  | 0.24 | -0.4162 | 0.25906 | 0.38353 | 3.8839e-05 | 0.002097% | 0.5029% | 1.0547e-07
[5 empty] | 0.245 | -0.39701 | 0.26197 | 0.40086 | 2.9049e-05 | 0.0003922% | 0.5028% | 1.9718e-08 |  |  |  | 0.245 | -0.39701 | 0.26197 | 0.40086 | 3.6383e-05 | 0.0009823% | 0.5028% | 4.939e-08 |  |  | 0.245 | -0.39701 | 0.26197 | 0.40086 | 4.0594e-05 | 0.002192% | 0.5028% | 1.1021e-07
[5 empty] | 0.25 | -0.37802 | 0.26481 | 0.41877 | 3.0347e-05 | 0.0004097% | 0.5027% | 2.0595e-08 |  |  |  | 0.25 | -0.37802 | 0.26481 | 0.41877 | 3.8008e-05 | 0.001026% | 0.5027% | 5.1587e-08 |  |  | 0.25 | -0.37802 | 0.26481 | 0.41877 | 4.2408e-05 | 0.00229% | 0.5027% | 1.1512e-07
[5 empty] | 0.255 | -0.35924 | 0.26759 | 0.43728 | 3.1689e-05 | 0.0004278% | 0.5026% | 2.1501e-08 |  |  |  | 0.255 | -0.35924 | 0.26759 | 0.43728 | 3.9688e-05 | 0.001072% | 0.5026% | 5.3858e-08 |  |  | 0.255 | -0.35924 | 0.26759 | 0.43728 | 4.4282e-05 | 0.002391% | 0.5026% | 1.2018e-07
[5 empty] | 0.26 | -0.34065 | 0.2703 | 0.4564 | 3.3075e-05 | 0.0004465% | 0.5025% | 2.2438e-08 |  |  |  | 0.26 | -0.34065 | 0.2703 | 0.4564 | 4.1424e-05 | 0.001118% | 0.5025% | 5.6204e-08 |  |  | 0.26 | -0.34065 | 0.2703 | 0.4564 | 4.6219e-05 | 0.002496% | 0.5025% | 1.2542e-07
[5 empty] | 0.265 | -0.32224 | 0.27295 | 0.47616 | 3.4507e-05 | 0.0004658% | 0.5024% | 2.3405e-08 |  |  |  | 0.265 | -0.32224 | 0.27295 | 0.47616 | 4.3218e-05 | 0.001167% | 0.5024% | 5.8627e-08 |  |  | 0.265 | -0.32224 | 0.27295 | 0.47616 | 4.822e-05 | 0.002604% | 0.5024% | 1.3083e-07
[5 empty] | 0.27 | -0.30401 | 0.27554 | 0.49658 | 3.5986e-05 | 0.0004858% | 0.5024% | 2.4405e-08 |  |  |  | 0.27 | -0.30401 | 0.27554 | 0.49658 | 4.507e-05 | 0.001217% | 0.5024% | 6.1131e-08 |  |  | 0.27 | -0.30401 | 0.27554 | 0.49658 | 5.0288e-05 | 0.002715% | 0.5024% | 1.3641e-07
[5 empty] | 0.275 | -0.28595 | 0.27806 | 0.51767 | 3.7514e-05 | 0.0005064% | 0.5023% | 2.5437e-08 |  |  |  | 0.275 | -0.28595 | 0.27806 | 0.51767 | 4.6985e-05 | 0.001269% | 0.5023% | 6.3717e-08 |  |  | 0.275 | -0.28595 | 0.27806 | 0.51767 | 5.2423e-05 | 0.002831% | 0.5023% | 1.4218e-07
[5 empty] | 0.28 | -0.26805 | 0.28052 | 0.53945 | 3.9093e-05 | 0.0005278% | 0.5022% | 2.6504e-08 |  |  |  | 0.28 | -0.26805 | 0.28052 | 0.53945 | 4.8962e-05 | 0.001322% | 0.5022% | 6.6388e-08 |  |  | 0.28 | -0.26805 | 0.28052 | 0.53945 | 5.4629e-05 | 0.00295% | 0.5022% | 1.4814e-07
[5 empty] | 0.285 | -0.2503 | 0.28292 | 0.56196 | 4.0724e-05 | 0.0005498% | 0.5021% | 2.7605e-08 |  |  |  | 0.285 | -0.2503 | 0.28292 | 0.56196 | 5.1004e-05 | 0.001377% | 0.5021% | 6.9147e-08 |  |  | 0.285 | -0.2503 | 0.28292 | 0.56196 | 5.6908e-05 | 0.003073% | 0.5021% | 1.543e-07
[5 empty] | 0.29 | -0.2327 | 0.28525 | 0.5852 | 4.2408e-05 | 0.0005725% | 0.502% | 2.8743e-08 |  |  |  | 0.29 | -0.2327 | 0.28525 | 0.5852 | 5.3114e-05 | 0.001434% | 0.502% | 7.1997e-08 |  |  | 0.29 | -0.2327 | 0.28525 | 0.5852 | 5.9262e-05 | 0.0032% | 0.502% | 1.6066e-07
[5 empty] | 0.295 | -0.21524 | 0.28753 | 0.6092 | 4.4147e-05 | 0.000596% | 0.502% | 2.9917e-08 |  |  |  | 0.295 | -0.21524 | 0.28753 | 0.6092 | 5.5292e-05 | 0.001493% | 0.502% | 7.494e-08 |  |  | 0.295 | -0.21524 | 0.28753 | 0.6092 | 6.1693e-05 | 0.003331% | 0.502% | 1.6723e-07
[5 empty] | 0.3 | -0.19792 | 0.28974 | 0.63399 | 4.5944e-05 | 0.0006202% | 0.5019% | 3.1131e-08 |  |  |  | 0.3 | -0.19792 | 0.28974 | 0.63399 | 5.7542e-05 | 0.001554% | 0.5019% | 7.7979e-08 |  |  | 0.3 | -0.19792 | 0.28974 | 0.63399 | 6.4203e-05 | 0.003467% | 0.5019% | 1.7401e-07
[5 empty] | 0.305 | -0.18072 | 0.2919 | 0.65959 | 4.7799e-05 | 0.0006453% | 0.5018% | 3.2383e-08 |  |  |  | 0.305 | -0.18072 | 0.2919 | 0.65959 | 5.9866e-05 | 0.001616% | 0.5018% | 8.1117e-08 |  |  | 0.305 | -0.18072 | 0.2919 | 0.65959 | 6.6796e-05 | 0.003607% | 0.5018% | 1.8101e-07
[5 empty] | 0.31 | -0.16366 | 0.29399 | 0.68603 | 4.9715e-05 | 0.0006712% | 0.5018% | 3.3677e-08 |  |  |  | 0.31 | -0.16366 | 0.29399 | 0.68603 | 6.2265e-05 | 0.001681% | 0.5018% | 8.4357e-08 |  |  | 0.31 | -0.16366 | 0.29399 | 0.68603 | 6.9473e-05 | 0.003751% | 0.5018% | 1.8824e-07
[5 empty] | 0.315 | -0.14671 | 0.29603 | 0.71333 | 5.1694e-05 | 0.0006979% | 0.5017% | 3.5013e-08 |  |  |  | 0.315 | -0.14671 | 0.29603 | 0.71333 | 6.4743e-05 | 0.001748% | 0.5017% | 8.7703e-08 |  |  | 0.315 | -0.14671 | 0.29603 | 0.71333 | 7.2238e-05 | 0.003901% | 0.5017% | 1.9571e-07
[5 empty] | 0.32 | -0.12987 | 0.29801 | 0.74152 | 5.3737e-05 | 0.0007254% | 0.5017% | 3.6392e-08 |  |  |  | 0.32 | -0.12987 | 0.29801 | 0.74152 | 6.7302e-05 | 0.001817% | 0.5017% | 9.1158e-08 |  |  | 0.32 | -0.12987 | 0.29801 | 0.74152 | 7.5093e-05 | 0.004055% | 0.5017% | 2.0342e-07
[5 empty] | 0.325 | -0.11315 | 0.29993 | 0.77064 | 5.5846e-05 | 0.0007539% | 0.5016% | 3.7817e-08 |  |  |  | 0.325 | -0.11315 | 0.29993 | 0.77064 | 6.9944e-05 | 0.001888% | 0.5016% | 9.4726e-08 |  |  | 0.325 | -0.11315 | 0.29993 | 0.77064 | 7.8041e-05 | 0.004214% | 0.5016% | 2.1138e-07
[5 empty] | 0.33 | -0.096532 | 0.30179 | 0.8007 | 5.8025e-05 | 0.0007833% | 0.5015% | 3.9287e-08 |  |  |  | 0.33 | -0.096532 | 0.30179 | 0.8007 | 7.2673e-05 | 0.001962% | 0.5015% | 9.841e-08 |  |  | 0.33 | -0.096532 | 0.30179 | 0.8007 | 8.1085e-05 | 0.004378% | 0.5015% | 2.196e-07
[5 empty] | 0.335 | -0.080014 | 0.30359 | 0.83174 | 6.0274e-05 | 0.0008137% | 0.5015% | 4.0806e-08 |  |  |  | 0.335 | -0.080014 | 0.30359 | 0.83174 | 7.549e-05 | 0.002038% | 0.5015% | 1.0221e-07 |  |  | 0.335 | -0.080014 | 0.30359 | 0.83174 | 8.4228e-05 | 0.004548% | 0.5015% | 2.2809e-07
[5 empty] | 0.34 | -0.063592 | 0.30534 | 0.86379 | 6.2597e-05 | 0.0008451% | 0.5014% | 4.2373e-08 |  |  |  | 0.34 | -0.063592 | 0.30534 | 0.86379 | 7.8399e-05 | 0.002117% | 0.5014% | 1.0614e-07 |  |  | 0.34 | -0.063592 | 0.30534 | 0.86379 | 8.7474e-05 | 0.004724% | 0.5014% | 2.3685e-07
[5 empty] | 0.345 | -0.047262 | 0.30703 | 0.89689 | 6.4995e-05 | 0.0008774% | 0.5014% | 4.3992e-08 |  |  |  | 0.345 | -0.047262 | 0.30703 | 0.89689 | 8.1403e-05 | 0.002198% | 0.5014% | 1.1019e-07 |  |  | 0.345 | -0.047262 | 0.30703 | 0.89689 | 9.0826e-05 | 0.004904% | 0.5014% | 2.459e-07
[5 empty] | 0.35 | -0.031021 | 0.30867 | 0.93106 | 6.7472e-05 | 0.0009109% | 0.5013% | 4.5664e-08 |  |  |  | 0.35 | -0.031021 | 0.30867 | 0.93106 | 8.4505e-05 | 0.002282% | 0.5013% | 1.1438e-07 |  |  | 0.35 | -0.031021 | 0.30867 | 0.93106 | 9.4287e-05 | 0.005091% | 0.5013% | 2.5524e-07
[5 empty] | 0.355 | -0.014864 | 0.31024 | 0.96635 | 7.003e-05 | 0.0009454% | 0.5013% | 4.739e-08 |  |  |  | 0.355 | -0.014864 | 0.31024 | 0.96635 | 8.7708e-05 | 0.002368% | 0.5013% | 1.187e-07 |  |  | 0.355 | -0.014864 | 0.31024 | 0.96635 | 9.7861e-05 | 0.005284% | 0.5013% | 2.6489e-07
[5 empty] | 0.36 | 0.0012132 | 0.31176 | 1.0028 | 7.267e-05 | 0.000981% | 0.5012% | 4.9172e-08 |  |  |  | 0.36 | 0.0012132 | 0.31176 | 1.0028 | 9.1016e-05 | 0.002457% | 0.5012% | 1.2317e-07 |  |  | 0.36 | 0.0012132 | 0.31176 | 1.0028 | 0.00010155 | 0.005484% | 0.5012% | 2.7485e-07
[5 empty] | 0.365 | 0.017213 | 0.31323 | 1.0404 | 7.5398e-05 | 0.001018% | 0.5012% | 5.1012e-08 |  |  |  | 0.365 | 0.017213 | 0.31323 | 1.0404 | 9.4431e-05 | 0.00255% | 0.5012% | 1.2778e-07 |  |  | 0.365 | 0.017213 | 0.31323 | 1.0404 | 0.00010536 | 0.005689% | 0.5012% | 2.8513e-07
[5 empty] | 0.37 | 0.03314 | 0.31464 | 1.0793 | 7.8214e-05 | 0.001056% | 0.5011% | 5.2912e-08 |  |  |  | 0.37 | 0.03314 | 0.31464 | 1.0793 | 9.7959e-05 | 0.002645% | 0.5011% | 1.3254e-07 |  |  | 0.37 | 0.03314 | 0.31464 | 1.0793 | 0.0001093 | 0.005902% | 0.5011% | 2.9575e-07
[5 empty] | 0.375 | 0.048997 | 0.316 | 1.1194 | 8.1123e-05 | 0.001095% | 0.5011% | 5.4874e-08 |  |  |  | 0.375 | 0.048997 | 0.316 | 1.1194 | 0.0001016 | 0.002743% | 0.5011% | 1.3745e-07 |  |  | 0.375 | 0.048997 | 0.316 | 1.1194 | 0.00011336 | 0.006121% | 0.5011% | 3.0672e-07
[5 empty] | 0.38 | 0.064787 | 0.3173 | 1.1609 | 8.4126e-05 | 0.001136% | 0.501% | 5.6901e-08 |  |  |  | 0.38 | 0.064787 | 0.3173 | 1.1609 | 0.00010536 | 0.002845% | 0.501% | 1.4253e-07 |  |  | 0.38 | 0.064787 | 0.3173 | 1.1609 | 0.00011756 | 0.006348% | 0.501% | 3.1805e-07
[5 empty] | 0.385 | 0.080514 | 0.31854 | 1.2037 | 8.7229e-05 | 0.001178% | 0.501% | 5.8994e-08 |  |  |  | 0.385 | 0.080514 | 0.31854 | 1.2037 | 0.00010925 | 0.00295% | 0.501% | 1.4777e-07 |  |  | 0.385 | 0.080514 | 0.31854 | 1.2037 | 0.0001219 | 0.006582% | 0.501% | 3.2975e-07
[5 empty] | 0.39 | 0.096181 | 0.31973 | 1.2479 | 9.0433e-05 | 0.001221% | 0.5009% | 6.1155e-08 |  |  |  | 0.39 | 0.096181 | 0.31973 | 1.2479 | 0.00011326 | 0.003058% | 0.5009% | 1.5318e-07 |  |  | 0.39 | 0.096181 | 0.31973 | 1.2479 | 0.00012637 | 0.006824% | 0.5009% | 3.4183e-07
[5 empty] | 0.395 | 0.11179 | 0.32087 | 1.2936 | 9.3742e-05 | 0.001266% | 0.5009% | 6.3387e-08 |  |  |  | 0.395 | 0.11179 | 0.32087 | 1.2936 | 0.00011741 | 0.00317% | 0.5009% | 1.5878e-07 |  |  | 0.395 | 0.11179 | 0.32087 | 1.2936 | 0.000131 | 0.007074% | 0.5009% | 3.543e-07
[5 empty] | 0.4 | 0.12735 | 0.32195 | 1.3407 | 9.7161e-05 | 0.001312% | 0.5008% | 6.5693e-08 |  |  |  | 0.4 | 0.12735 | 0.32195 | 1.3407 | 0.00012169 | 0.003286% | 0.5008% | 1.6455e-07 |  |  | 0.4 | 0.12735 | 0.32195 | 1.3407 | 0.00013577 | 0.007332% | 0.5008% | 3.6719e-07
[5 empty] | 0.405 | 0.14285 | 0.32298 | 1.3895 | 0.00010069 | 0.001359% | 0.5008% | 6.8075e-08 |  |  |  | 0.405 | 0.14285 | 0.32298 | 1.3895 | 0.00012611 | 0.003405% | 0.5008% | 1.7052e-07 |  |  | 0.405 | 0.14285 | 0.32298 | 1.3895 | 0.00014071 | 0.007598% | 0.5008% | 3.805e-07
[5 empty] | 0.41 | 0.15831 | 0.32396 | 1.4398 | 0.00010434 | 0.001409% | 0.5007% | 7.0535e-08 |  |  |  | 0.41 | 0.15831 | 0.32396 | 1.4398 | 0.00013068 | 0.003528% | 0.5007% | 1.7668e-07 |  |  | 0.41 | 0.15831 | 0.32396 | 1.4398 | 0.00014581 | 0.007873% | 0.5007% | 3.9426e-07
[5 empty] | 0.415 | 0.17372 | 0.32488 | 1.4918 | 0.00010811 | 0.001459% | 0.5007% | 7.3077e-08 |  |  |  | 0.415 | 0.17372 | 0.32488 | 1.4918 | 0.0001354 | 0.003656% | 0.5007% | 1.8305e-07 |  |  | 0.415 | 0.17372 | 0.32488 | 1.4918 | 0.00015108 | 0.008158% | 0.5007% | 4.0846e-07
[5 empty] | 0.42 | 0.18909 | 0.32574 | 1.5456 | 0.000112 | 0.001512% | 0.5007% | 7.5703e-08 |  |  |  | 0.42 | 0.18909 | 0.32574 | 1.5456 | 0.00014028 | 0.003787% | 0.5007% | 1.8962e-07 |  |  | 0.42 | 0.18909 | 0.32574 | 1.5456 | 0.00015652 | 0.008452% | 0.5007% | 4.2314e-07
[5 empty] | 0.425 | 0.20442 | 0.32656 | 1.6011 | 0.00011603 | 0.001566% | 0.5006% | 7.8416e-08 |  |  |  | 0.425 | 0.20442 | 0.32656 | 1.6011 | 0.00014532 | 0.003924% | 0.5006% | 1.9642e-07 |  |  | 0.425 | 0.20442 | 0.32656 | 1.6011 | 0.00016214 | 0.008755% | 0.5006% | 4.383e-07
[5 empty] | 0.43 | 0.21971 | 0.32732 | 1.6585 | 0.00012019 | 0.001623% | 0.5006% | 8.1219e-08 |  |  |  | 0.43 | 0.21971 | 0.32732 | 1.6585 | 0.00015053 | 0.004064% | 0.5006% | 2.0344e-07 |  |  | 0.43 | 0.21971 | 0.32732 | 1.6585 | 0.00016795 | 0.009069% | 0.5006% | 4.5397e-07
[5 empty] | 0.435 | 0.23497 | 0.32803 | 1.7178 | 0.00012449 | 0.001681% | 0.5005% | 8.4117e-08 |  |  |  | 0.435 | 0.23497 | 0.32803 | 1.7178 | 0.00015591 | 0.00421% | 0.5005% | 2.107e-07 |  |  | 0.435 | 0.23497 | 0.32803 | 1.7178 | 0.00017396 | 0.009393% | 0.5005% | 4.7017e-07
[5 empty] | 0.44 | 0.2502 | 0.32868 | 1.7791 | 0.00012893 | 0.001741% | 0.5005% | 8.7111e-08 |  |  |  | 0.44 | 0.2502 | 0.32868 | 1.7791 | 0.00016147 | 0.00436% | 0.5005% | 2.182e-07 |  |  | 0.44 | 0.2502 | 0.32868 | 1.7791 | 0.00018017 | 0.009728% | 0.5005% | 4.869e-07
[5 empty] | 0.445 | 0.2654 | 0.32929 | 1.8425 | 0.00013352 | 0.001802% | 0.5005% | 9.0206e-08 |  |  |  | 0.445 | 0.2654 | 0.32929 | 1.8425 | 0.00016723 | 0.004515% | 0.5005% | 2.2595e-07 |  |  | 0.445 | 0.2654 | 0.32929 | 1.8425 | 0.00018658 | 0.01007% | 0.5005% | 5.042e-07
[5 empty] | 0.45 | 0.28057 | 0.32984 | 1.908 | 0.00013827 | 0.001867% | 0.5004% | 9.3405e-08 |  |  |  | 0.45 | 0.28057 | 0.32984 | 1.908 | 0.00017317 | 0.004675% | 0.5004% | 2.3397e-07 |  |  | 0.45 | 0.28057 | 0.32984 | 1.908 | 0.00019322 | 0.01043% | 0.5004% | 5.2208e-07
[5 empty] | 0.455 | 0.29572 | 0.33033 | 1.9757 | 0.00014317 | 0.001933% | 0.5004% | 9.6713e-08 |  |  |  | 0.455 | 0.29572 | 0.33033 | 1.9757 | 0.00017932 | 0.004841% | 0.5004% | 2.4225e-07 |  |  | 0.455 | 0.29572 | 0.33033 | 1.9757 | 0.00020007 | 0.0108% | 0.5004% | 5.4057e-07
[5 empty] | 0.46 | 0.31084 | 0.33078 | 2.0457 | 0.00014825 | 0.002001% | 0.5003% | 1.0013e-07 |  |  |  | 0.46 | 0.31084 | 0.33078 | 2.0457 | 0.00018567 | 0.005013% | 0.5003% | 2.5082e-07 |  |  | 0.46 | 0.31084 | 0.33078 | 2.0457 | 0.00020716 | 0.01119% | 0.5003% | 5.5968e-07
[5 empty] | 0.465 | 0.32595 | 0.33117 | 2.1181 | 0.0001535 | 0.002072% | 0.5003% | 1.0367e-07 |  |  |  | 0.465 | 0.32595 | 0.33117 | 2.1181 | 0.00019224 | 0.00519% | 0.5003% | 2.5967e-07 |  |  | 0.465 | 0.32595 | 0.33117 | 2.1181 | 0.0002145 | 0.01158% | 0.5003% | 5.7945e-07
[5 empty] | 0.47 | 0.34104 | 0.33151 | 2.193 | 0.00015892 | 0.002145% | 0.5002% | 1.0733e-07 |  |  |  | 0.47 | 0.34104 | 0.33151 | 2.193 | 0.00019904 | 0.005374% | 0.5002% | 2.6883e-07 |  |  | 0.47 | 0.34104 | 0.33151 | 2.193 | 0.00022208 | 0.01199% | 0.5002% | 5.9988e-07
[5 empty] | 0.475 | 0.35612 | 0.3318 | 2.2705 | 0.00016454 | 0.002221% | 0.5002% | 1.1111e-07 |  |  |  | 0.475 | 0.35612 | 0.3318 | 2.2705 | 0.00020607 | 0.005564% | 0.5002% | 2.7831e-07 |  |  | 0.475 | 0.35612 | 0.3318 | 2.2705 | 0.00022993 | 0.01242% | 0.5002% | 6.2102e-07
[5 empty] | 0.48 | 0.37118 | 0.33203 | 2.3506 | 0.00017034 | 0.0023% | 0.5002% | 1.1502e-07 |  |  |  | 0.48 | 0.37118 | 0.33203 | 2.3506 | 0.00021335 | 0.00576% | 0.5002% | 2.8811e-07 |  |  | 0.48 | 0.37118 | 0.33203 | 2.3506 | 0.00023804 | 0.01285% | 0.5002% | 6.4289e-07
[5 empty] | 0.485 | 0.38623 | 0.33222 | 2.4335 | 0.00017635 | 0.002381% | 0.5001% | 1.1907e-07 |  |  |  | 0.485 | 0.38623 | 0.33222 | 2.4335 | 0.00022087 | 0.005963% | 0.5001% | 2.9824e-07 |  |  | 0.485 | 0.38623 | 0.33222 | 2.4335 | 0.00024644 | 0.01331% | 0.5001% | 6.6551e-07
[5 empty] | 0.49 | 0.40128 | 0.33235 | 2.5193 | 0.00018257 | 0.002465% | 0.5001% | 1.2325e-07 |  |  |  | 0.49 | 0.40128 | 0.33235 | 2.5193 | 0.00022866 | 0.006174% | 0.5001% | 3.0873e-07 |  |  | 0.49 | 0.40128 | 0.33235 | 2.5193 | 0.00025513 | 0.01378% | 0.5001% | 6.8892e-07
[5 empty] | 0.495 | 0.41632 | 0.33243 | 2.6081 | 0.000189 | 0.002552% | 0.5001% | 1.2759e-07 |  |  |  | 0.495 | 0.41632 | 0.33243 | 2.6081 | 0.00023672 | 0.006391% | 0.5001% | 3.1959e-07 |  |  | 0.495 | 0.41632 | 0.33243 | 2.6081 | 0.00026412 | 0.01426% | 0.5001% | 7.1314e-07
[5 empty] | 0.5 | 0.43136 | 0.33245 | 2.7 | 0.00019566 | 0.002641% | 0.5% | 1.3207e-07 |  |  |  | 0.5 | 0.43136 | 0.33245 | 2.7 | 0.00024506 | 0.006616% | 0.5% | 3.3082e-07 |  |  | 0.5 | 0.43136 | 0.33245 | 2.7 | 0.00027342 | 0.01476% | 0.5% | 7.3821e-07
[5 empty] | 0.505 | 0.4464 | 0.33243 | 2.7951 | 0.00020256 | 0.002734% | 0.5% | 1.3672e-07 |  |  |  | 0.505 | 0.4464 | 0.33243 | 2.7951 | 0.00025369 | 0.006849% | 0.5% | 3.4246e-07 |  |  | 0.505 | 0.4464 | 0.33243 | 2.7951 | 0.00028306 | 0.01528% | 0.5% | 7.6416e-07
[5 empty] | 0.51 | 0.46145 | 0.33235 | 2.8937 | 0.0002097 | 0.002831% | 0.4999% | 1.4152e-07 |  |  |  | 0.51 | 0.46145 | 0.33235 | 2.8937 | 0.00026263 | 0.007091% | 0.4999% | 3.545e-07 |  |  | 0.51 | 0.46145 | 0.33235 | 2.8937 | 0.00029303 | 0.01582% | 0.4999% | 7.9103e-07
[5 empty] | 0.515 | 0.47649 | 0.33222 | 2.9957 | 0.00021709 | 0.002931% | 0.4999% | 1.465e-07 |  |  |  | 0.515 | 0.47649 | 0.33222 | 2.9957 | 0.00027189 | 0.007341% | 0.4999% | 3.6696e-07 |  |  | 0.515 | 0.47649 | 0.33222 | 2.9957 | 0.00030337 | 0.01638% | 0.4999% | 8.1885e-07
[5 empty] | 0.52 | 0.49155 | 0.33203 | 3.1013 | 0.00022475 | 0.003034% | 0.4999% | 1.5166e-07 |  |  |  | 0.52 | 0.49155 | 0.33203 | 3.1013 | 0.00028148 | 0.0076% | 0.4999% | 3.7988e-07 |  |  | 0.52 | 0.49155 | 0.33203 | 3.1013 | 0.00031407 | 0.01696% | 0.4999% | 8.4766e-07
[5 empty] | 0.525 | 0.50661 | 0.3318 | 3.2108 | 0.00023268 | 0.003141% | 0.4998% | 1.57e-07 |  |  |  | 0.525 | 0.50661 | 0.3318 | 3.2108 | 0.00029142 | 0.007868% | 0.4998% | 3.9325e-07 |  |  | 0.525 | 0.50661 | 0.3318 | 3.2108 | 0.00032515 | 0.01756% | 0.4998% | 8.7751e-07
[5 empty] | 0.53 | 0.52169 | 0.33151 | 3.3242 | 0.0002409 | 0.003252% | 0.4998% | 1.6253e-07 |  |  |  | 0.53 | 0.52169 | 0.33151 | 3.3242 | 0.00030171 | 0.008146% | 0.4998% | 4.0711e-07 |  |  | 0.53 | 0.52169 | 0.33151 | 3.3242 | 0.00033664 | 0.01818% | 0.4998% | 9.0843e-07
[5 empty] | 0.535 | 0.53678 | 0.33117 | 3.4417 | 0.00024941 | 0.003367% | 0.4997% | 1.6826e-07 |  |  |  | 0.535 | 0.53678 | 0.33117 | 3.4417 | 0.00031238 | 0.008434% | 0.4997% | 4.2147e-07 |  |  | 0.535 | 0.53678 | 0.33117 | 3.4417 | 0.00034854 | 0.01882% | 0.4997% | 9.4047e-07
[5 empty] | 0.54 | 0.55188 | 0.33078 | 3.5636 | 0.00025824 | 0.003486% | 0.4997% | 1.7421e-07 |  |  |  | 0.54 | 0.55188 | 0.33078 | 3.5636 | 0.00032344 | 0.008732% | 0.4997% | 4.3635e-07 |  |  | 0.54 | 0.55188 | 0.33078 | 3.5636 | 0.00036087 | 0.01949% | 0.4997% | 9.7368e-07
[5 empty] | 0.545 | 0.56701 | 0.33033 | 3.6899 | 0.0002674 | 0.00361% | 0.4997% | 1.8037e-07 |  |  |  | 0.545 | 0.56701 | 0.33033 | 3.6899 | 0.0003349 | 0.009042% | 0.4997% | 4.5178e-07 |  |  | 0.545 | 0.56701 | 0.33033 | 3.6899 | 0.00037367 | 0.02018% | 0.4997% | 1.0081e-06
[5 empty] | 0.55 | 0.58216 | 0.32984 | 3.8208 | 0.00027689 | 0.003738% | 0.4996% | 1.8675e-07 |  |  |  | 0.55 | 0.58216 | 0.32984 | 3.8208 | 0.00034679 | 0.009363% | 0.4996% | 4.6778e-07 |  |  | 0.55 | 0.58216 | 0.32984 | 3.8208 | 0.00038693 | 0.02089% | 0.4996% | 1.0438e-06
[5 empty] | 0.555 | 0.59733 | 0.32929 | 3.9567 | 0.00028673 | 0.003871% | 0.4996% | 1.9338e-07 |  |  |  | 0.555 | 0.59733 | 0.32929 | 3.9567 | 0.00035911 | 0.009696% | 0.4996% | 4.8437e-07 |  |  | 0.555 | 0.59733 | 0.32929 | 3.9567 | 0.00040068 | 0.02163% | 0.4996% | 1.0808e-06
[5 empty] | 0.56 | 0.61253 | 0.32868 | 4.0976 | 0.00029694 | 0.004009% | 0.4995% | 2.0025e-07 |  |  |  | 0.56 | 0.61253 | 0.32868 | 4.0976 | 0.0003719 | 0.01004% | 0.4995% | 5.0158e-07 |  |  | 0.56 | 0.61253 | 0.32868 | 4.0976 | 0.00041495 | 0.0224% | 0.4995% | 1.1192e-06
[5 empty] | 0.565 | 0.62775 | 0.32803 | 4.2438 | 0.00030754 | 0.004152% | 0.4995% | 2.0737e-07 |  |  |  | 0.565 | 0.62775 | 0.32803 | 4.2438 | 0.00038517 | 0.0104% | 0.4995% | 5.1943e-07 |  |  | 0.565 | 0.62775 | 0.32803 | 4.2438 | 0.00042976 | 0.0232% | 0.4995% | 1.159e-06
[5 empty] | 0.57 | 0.64301 | 0.32732 | 4.3955 | 0.00031854 | 0.0043% | 0.4995% | 2.1477e-07 |  |  |  | 0.57 | 0.64301 | 0.32732 | 4.3955 | 0.00039895 | 0.01077% | 0.4995% | 5.3796e-07 |  |  | 0.57 | 0.64301 | 0.32732 | 4.3955 | 0.00044513 | 0.02403% | 0.4995% | 1.2004e-06
[5 empty] | 0.575 | 0.65831 | 0.32656 | 4.5531 | 0.00032995 | 0.004454% | 0.4994% | 2.2245e-07 |  |  |  | 0.575 | 0.65831 | 0.32656 | 4.5531 | 0.00041325 | 0.01116% | 0.4994% | 5.572e-07 |  |  | 0.575 | 0.65831 | 0.32656 | 4.5531 | 0.00046108 | 0.0249% | 0.4994% | 1.2433e-06
[5 empty] | 0.58 | 0.67364 | 0.32574 | 4.7167 | 0.00034181 | 0.004614% | 0.4994% | 2.3042e-07 |  |  |  | 0.58 | 0.67364 | 0.32574 | 4.7167 | 0.00042809 | 0.01156% | 0.4994% | 5.7716e-07 |  |  | 0.58 | 0.67364 | 0.32574 | 4.7167 | 0.00047765 | 0.02579% | 0.4994% | 1.2879e-06
[5 empty] | 0.585 | 0.68901 | 0.32488 | 4.8866 | 0.00035412 | 0.004781% | 0.4993% | 2.387e-07 |  |  |  | 0.585 | 0.68901 | 0.32488 | 4.8866 | 0.00044352 | 0.01197% | 0.4993% | 5.979e-07 |  |  | 0.585 | 0.68901 | 0.32488 | 4.8866 | 0.00049486 | 0.02672% | 0.4993% | 1.3341e-06
[5 empty] | 0.59 | 0.70442 | 0.32396 | 5.0631 | 0.00036691 | 0.004953% | 0.4993% | 2.473e-07 |  |  |  | 0.59 | 0.70442 | 0.32396 | 5.0631 | 0.00045954 | 0.01241% | 0.4993% | 6.1945e-07 |  |  | 0.59 | 0.70442 | 0.32396 | 5.0631 | 0.00051273 | 0.02768% | 0.4993% | 1.3822e-06
[5 empty] | 0.595 | 0.71988 | 0.32298 | 5.2466 | 0.00038021 | 0.005133% | 0.4992% | 2.5624e-07 |  |  |  | 0.595 | 0.71988 | 0.32298 | 5.2466 | 0.00047619 | 0.01286% | 0.4992% | 6.4184e-07 |  |  | 0.595 | 0.71988 | 0.32298 | 5.2466 | 0.00053131 | 0.02869% | 0.4992% | 1.4321e-06
[5 empty] | 0.6 | 0.73538 | 0.32195 | 5.4373 | 0.00039403 | 0.005319% | 0.4992% | 2.6553e-07 |  |  |  | 0.6 | 0.73538 | 0.32195 | 5.4373 | 0.0004935 | 0.01332% | 0.4992% | 6.651e-07 |  |  | 0.6 | 0.73538 | 0.32195 | 5.4373 | 0.00055062 | 0.02973% | 0.4992% | 1.4841e-06
[5 empty] | 0.605 | 0.75094 | 0.32087 | 5.6356 | 0.0004084 | 0.005513% | 0.4992% | 2.7519e-07 |  |  |  | 0.605 | 0.75094 | 0.32087 | 5.6356 | 0.00051149 | 0.01381% | 0.4992% | 6.893e-07 |  |  | 0.605 | 0.75094 | 0.32087 | 5.6356 | 0.0005707 | 0.03081% | 0.4992% | 1.538e-06
[5 empty] | 0.61 | 0.76655 | 0.31973 | 5.8418 | 0.00042334 | 0.005715% | 0.4991% | 2.8524e-07 |  |  |  | 0.61 | 0.76655 | 0.31973 | 5.8418 | 0.00053021 | 0.01431% | 0.4991% | 7.1446e-07 |  |  | 0.61 | 0.76655 | 0.31973 | 5.8418 | 0.00059159 | 0.03194% | 0.4991% | 1.5942e-06
[5 empty] | 0.615 | 0.78221 | 0.31854 | 6.0564 | 0.00043889 | 0.005925% | 0.4991% | 2.9569e-07 |  |  |  | 0.615 | 0.78221 | 0.31854 | 6.0564 | 0.00054969 | 0.01484% | 0.4991% | 7.4063e-07 |  |  | 0.615 | 0.78221 | 0.31854 | 6.0564 | 0.00061332 | 0.03311% | 0.4991% | 1.6526e-06
[5 empty] | 0.62 | 0.79794 | 0.3173 | 6.2797 | 0.00045508 | 0.006143% | 0.499% | 3.0656e-07 |  |  |  | 0.62 | 0.79794 | 0.3173 | 6.2797 | 0.00056996 | 0.01539% | 0.499% | 7.6787e-07 |  |  | 0.62 | 0.79794 | 0.3173 | 6.2797 | 0.00063594 | 0.03433% | 0.499% | 1.7133e-06
[5 empty] | 0.625 | 0.81373 | 0.316 | 6.5122 | 0.00047193 | 0.006371% | 0.499% | 3.1788e-07 |  |  |  | 0.625 | 0.81373 | 0.316 | 6.5122 | 0.00059106 | 0.01596% | 0.499% | 7.9622e-07 |  |  | 0.625 | 0.81373 | 0.316 | 6.5122 | 0.00065948 | 0.03561% | 0.499% | 1.7766e-06
[5 empty] | 0.63 | 0.82959 | 0.31464 | 6.7544 | 0.00048948 | 0.006608% | 0.4989% | 3.2967e-07 |  |  |  | 0.63 | 0.82959 | 0.31464 | 6.7544 | 0.00061304 | 0.01655% | 0.4989% | 8.2575e-07 |  |  | 0.63 | 0.82959 | 0.31464 | 6.7544 | 0.00068401 | 0.03693% | 0.4989% | 1.8425e-06
[5 empty] | 0.635 | 0.84551 | 0.31323 | 7.0067 | 0.00050776 | 0.006855% | 0.4989% | 3.4195e-07 |  |  |  | 0.635 | 0.84551 | 0.31323 | 7.0067 | 0.00063594 | 0.01717% | 0.4989% | 8.5651e-07 |  |  | 0.635 | 0.84551 | 0.31323 | 7.0067 | 0.00070956 | 0.03831% | 0.4989% | 1.9111e-06
[5 empty] | 0.64 | 0.86151 | 0.31176 | 7.2697 | 0.00052682 | 0.007112% | 0.4988% | 3.5475e-07 |  |  |  | 0.64 | 0.86151 | 0.31176 | 7.2697 | 0.00065981 | 0.01781% | 0.4988% | 8.8856e-07 |  |  | 0.64 | 0.86151 | 0.31176 | 7.2697 | 0.00073618 | 0.03975% | 0.4988% | 1.9826e-06
[5 empty] | 0.645 | 0.87759 | 0.31024 | 7.5438 | 0.00054668 | 0.00738% | 0.4988% | 3.6809e-07 |  |  |  | 0.645 | 0.87759 | 0.31024 | 7.5438 | 0.00068469 | 0.01848% | 0.4988% | 9.2197e-07 |  |  | 0.645 | 0.87759 | 0.31024 | 7.5438 | 0.00076395 | 0.04124% | 0.4988% | 2.0572e-06
[5 empty] | 0.65 | 0.89375 | 0.30867 | 7.8298 | 0.00056741 | 0.00766% | 0.4987% | 3.82e-07 |  |  |  | 0.65 | 0.89375 | 0.30867 | 7.8298 | 0.00071064 | 0.01919% | 0.4987% | 9.5682e-07 |  |  | 0.65 | 0.89375 | 0.30867 | 7.8298 | 0.0007929 | 0.04281% | 0.4987% | 2.1349e-06
[5 empty] | 0.655 | 0.90999 | 0.30703 | 8.1281 | 0.00058903 | 0.007952% | 0.4987% | 3.9652e-07 |  |  |  | 0.655 | 0.90999 | 0.30703 | 8.1281 | 0.00073772 | 0.01992% | 0.4987% | 9.9317e-07 |  |  | 0.655 | 0.90999 | 0.30703 | 8.1281 | 0.00082312 | 0.04444% | 0.4987% | 2.216e-06
[5 empty] | 0.66 | 0.92632 | 0.30534 | 8.4396 | 0.0006116 | 0.008256% | 0.4986% | 4.1167e-07 |  |  |  | 0.66 | 0.92632 | 0.30534 | 8.4396 | 0.00076599 | 0.02068% | 0.4986% | 1.0311e-06 |  |  | 0.66 | 0.92632 | 0.30534 | 8.4396 | 0.00085466 | 0.04614% | 0.4986% | 2.3006e-06
[5 empty] | 0.665 | 0.94274 | 0.30359 | 8.7648 | 0.00063516 | 0.008574% | 0.4986% | 4.2748e-07 |  |  |  | 0.665 | 0.94274 | 0.30359 | 8.7648 | 0.00079551 | 0.02148% | 0.4986% | 1.0707e-06 |  |  | 0.665 | 0.94274 | 0.30359 | 8.7648 | 0.00088759 | 0.04792% | 0.4986% | 2.389e-06
[5 empty] | 0.67 | 0.95926 | 0.30179 | 9.1046 | 0.00065979 | 0.008907% | 0.4985% | 4.44e-07 |  |  |  | 0.67 | 0.95926 | 0.30179 | 9.1046 | 0.00082635 | 0.02231% | 0.4985% | 1.1121e-06 |  |  | 0.67 | 0.95926 | 0.30179 | 9.1046 | 0.000922 | 0.04978% | 0.4985% | 2.4813e-06
[5 empty] | 0.675 | 0.97588 | 0.29993 | 9.4597 | 0.00068553 | 0.009254% | 0.4984% | 4.6127e-07 |  |  |  | 0.675 | 0.97588 | 0.29993 | 9.4597 | 0.00085858 | 0.02318% | 0.4984% | 1.1554e-06 |  |  | 0.675 | 0.97588 | 0.29993 | 9.4597 | 0.00095797 | 0.05172% | 0.4984% | 2.5778e-06
[5 empty] | 0.68 | 0.9926 | 0.29801 | 9.8311 | 0.00071244 | 0.009617% | 0.4984% | 4.7932e-07 |  |  |  | 0.68 | 0.9926 | 0.29801 | 9.8311 | 0.00089229 | 0.02409% | 0.4984% | 1.2006e-06 |  |  | 0.68 | 0.9926 | 0.29801 | 9.8311 | 0.00099558 | 0.05375% | 0.4984% | 2.6787e-06
[5 empty] | 0.685 | 1.0094 | 0.29603 | 10.2196 | 0.0007406 | 0.009998% | 0.4983% | 4.9821e-07 |  |  |  | 0.685 | 1.0094 | 0.29603 | 10.2196 | 0.00092755 | 0.02504% | 0.4983% | 1.2479e-06 |  |  | 0.685 | 1.0094 | 0.29603 | 10.2196 | 0.0010349 | 0.05587% | 0.4983% | 2.7842e-06
[5 empty] | 0.69 | 1.0264 | 0.29399 | 10.6264 | 0.00077007 | 0.0104% | 0.4983% | 5.1797e-07 |  |  |  | 0.69 | 1.0264 | 0.29399 | 10.6264 | 0.00096447 | 0.02604% | 0.4983% | 1.2974e-06 |  |  | 0.69 | 1.0264 | 0.29399 | 10.6264 | 0.0010761 | 0.05809% | 0.4983% | 2.8946e-06
[5 empty] | 0.695 | 1.0435 | 0.2919 | 11.0523 | 0.00080093 | 0.01081% | 0.4982% | 5.3866e-07 |  |  |  | 0.695 | 1.0435 | 0.2919 | 11.0523 | 0.0010031 | 0.02708% | 0.4982% | 1.3492e-06 |  |  | 0.695 | 1.0435 | 0.2919 | 11.0523 | 0.0011192 | 0.06042% | 0.4982% | 3.0102e-06
[5 empty] | 0.7 | 1.0606 | 0.28974 | 11.4986 | 0.00083328 | 0.01125% | 0.4981% | 5.6034e-07 |  |  |  | 0.7 | 1.0606 | 0.28974 | 11.4986 | 0.0010436 | 0.02817% | 0.4981% | 1.4035e-06 |  |  | 0.7 | 1.0606 | 0.28974 | 11.4986 | 0.0011644 | 0.06286% | 0.4981% | 3.1313e-06
[5 empty] | 0.705 | 1.078 | 0.28753 | 11.9665 | 0.00086719 | 0.01171% | 0.4981% | 5.8306e-07 |  |  |  | 0.705 | 1.078 | 0.28753 | 11.9665 | 0.0010861 | 0.02932% | 0.4981% | 1.4604e-06 |  |  | 0.705 | 1.078 | 0.28753 | 11.9665 | 0.0012118 | 0.06542% | 0.4981% | 3.2583e-06
[5 empty] | 0.71 | 1.0954 | 0.28525 | 12.4573 | 0.00090276 | 0.01219% | 0.498% | 6.069e-07 |  |  |  | 0.71 | 1.0954 | 0.28525 | 12.4573 | 0.0011307 | 0.03052% | 0.498% | 1.5201e-06 |  |  | 0.71 | 1.0954 | 0.28525 | 12.4573 | 0.0012615 | 0.0681% | 0.498% | 3.3914e-06
[5 empty] | 0.715 | 1.113 | 0.28292 | 12.9726 | 0.00094009 | 0.01269% | 0.4979% | 6.3191e-07 |  |  |  | 0.715 | 1.113 | 0.28292 | 12.9726 | 0.0011774 | 0.03179% | 0.4979% | 1.5827e-06 |  |  | 0.715 | 1.113 | 0.28292 | 12.9726 | 0.0013137 | 0.07091% | 0.4979% | 3.5311e-06
[5 empty] | 0.72 | 1.1308 | 0.28052 | 13.5137 | 0.00097931 | 0.01322% | 0.4979% | 6.5817e-07 |  |  |  | 0.72 | 1.1308 | 0.28052 | 13.5137 | 0.0012265 | 0.03311% | 0.4979% | 1.6485e-06 |  |  | 0.72 | 1.1308 | 0.28052 | 13.5137 | 0.0013685 | 0.07387% | 0.4979% | 3.6778e-06
[5 empty] | 0.725 | 1.1487 | 0.27806 | 14.0824 | 0.0010205 | 0.01378% | 0.4978% | 6.8576e-07 |  |  |  | 0.725 | 1.1487 | 0.27806 | 14.0824 | 0.0012781 | 0.0345% | 0.4978% | 1.7176e-06 |  |  | 0.725 | 1.1487 | 0.27806 | 14.0824 | 0.0014261 | 0.07698% | 0.4978% | 3.832e-06
[5 empty] | 0.73 | 1.1667 | 0.27554 | 14.6804 | 0.0010639 | 0.01436% | 0.4977% | 7.1477e-07 |  |  |  | 0.73 | 1.1667 | 0.27554 | 14.6804 | 0.0013324 | 0.03597% | 0.4977% | 1.7902e-06 |  |  | 0.73 | 1.1667 | 0.27554 | 14.6804 | 0.0014867 | 0.08025% | 0.4977% | 3.994e-06
[5 empty] | 0.735 | 1.185 | 0.27295 | 15.3099 | 0.0011095 | 0.01498% | 0.4976% | 7.453e-07 |  |  |  | 0.735 | 1.185 | 0.27295 | 15.3099 | 0.0013896 | 0.03751% | 0.4976% | 1.8667e-06 |  |  | 0.735 | 1.185 | 0.27295 | 15.3099 | 0.0015504 | 0.08369% | 0.4976% | 4.1646e-06
[5 empty] | 0.74 | 1.2034 | 0.2703 | 15.9727 | 0.0011575 | 0.01563% | 0.4976% | 7.7744e-07 |  |  |  | 0.74 | 1.2034 | 0.2703 | 15.9727 | 0.0014497 | 0.03913% | 0.4976% | 1.9472e-06 |  |  | 0.74 | 1.2034 | 0.2703 | 15.9727 | 0.0016175 | 0.08731% | 0.4976% | 4.3441e-06
[5 empty] | 0.745 | 1.222 | 0.26759 | 16.6713 | 0.0012081 | 0.01631% | 0.4975% | 8.113e-07 |  |  |  | 0.745 | 1.222 | 0.26759 | 16.6713 | 0.0015131 | 0.04085% | 0.4975% | 2.032e-06 |  |  | 0.745 | 1.222 | 0.26759 | 16.6713 | 0.0016883 | 0.09112% | 0.4975% | 4.5332e-06
[5 empty] | 0.75 | 1.2408 | 0.26481 | 17.4081 | 0.0012615 | 0.01703% | 0.4974% | 8.4701e-07 |  |  |  | 0.75 | 1.2408 | 0.26481 | 17.4081 | 0.00158 | 0.04265% | 0.4974% | 2.1214e-06 |  |  | 0.75 | 1.2408 | 0.26481 | 17.4081 | 0.0017629 | 0.09515% | 0.4974% | 4.7326e-06
[5 empty] | 0.755 | 1.2597 | 0.26197 | 18.1859 | 0.0013179 | 0.01779% | 0.4973% | 8.8469e-07 |  |  |  | 0.755 | 1.2597 | 0.26197 | 18.1859 | 0.0016506 | 0.04456% | 0.4973% | 2.2157e-06 |  |  | 0.755 | 1.2597 | 0.26197 | 18.1859 | 0.0018416 | 0.0994% | 0.4973% | 4.9431e-06
[5 empty] | 0.76 | 1.2789 | 0.25906 | 19.0076 | 0.0013774 | 0.01859% | 0.4972% | 9.2448e-07 |  |  |  | 0.76 | 1.2789 | 0.25906 | 19.0076 | 0.0017252 | 0.04657% | 0.4972% | 2.3154e-06 |  |  | 0.76 | 1.2789 | 0.25906 | 19.0076 | 0.0019249 | 0.1039% | 0.4972% | 5.1654e-06
[5 empty] | 0.765 | 1.2983 | 0.25608 | 19.8764 | 0.0014404 | 0.01944% | 0.4971% | 9.6655e-07 |  |  |  | 0.765 | 1.2983 | 0.25608 | 19.8764 | 0.001804 | 0.0487% | 0.4971% | 2.4207e-06 |  |  | 0.765 | 1.2983 | 0.25608 | 19.8764 | 0.0020128 | 0.1086% | 0.4971% | 5.4003e-06
[5 empty] | 0.77 | 1.318 | 0.25304 | 20.796 | 0.001507 | 0.02034% | 0.497% | 1.0111e-06 |  |  |  | 0.77 | 1.318 | 0.25304 | 20.796 | 0.0018875 | 0.05095% | 0.497% | 2.5322e-06 |  |  | 0.77 | 1.318 | 0.25304 | 20.796 | 0.002106 | 0.1137% | 0.497% | 5.6489e-06
[5 empty] | 0.775 | 1.3379 | 0.24993 | 21.7702 | 0.0015776 | 0.0213% | 0.4969% | 1.0582e-06 |  |  |  | 0.775 | 1.3379 | 0.24993 | 21.7702 | 0.0019759 | 0.05334% | 0.4969% | 2.6502e-06 |  |  | 0.775 | 1.3379 | 0.24993 | 21.7702 | 0.0022046 | 0.119% | 0.4969% | 5.9121e-06
[5 empty] | 0.78 | 1.358 | 0.24674 | 22.8032 | 0.0016525 | 0.02231% | 0.4968% | 1.1082e-06 |  |  |  | 0.78 | 1.358 | 0.24674 | 22.8032 | 0.0020697 | 0.05587% | 0.4968% | 2.7753e-06 |  |  | 0.78 | 1.358 | 0.24674 | 22.8032 | 0.0023092 | 0.1246% | 0.4968% | 6.1911e-06
[5 empty] | 0.785 | 1.3784 | 0.24349 | 23.8998 | 0.001732 | 0.02338% | 0.4967% | 1.1612e-06 |  |  |  | 0.785 | 1.3784 | 0.24349 | 23.8998 | 0.0021692 | 0.05855% | 0.4967% | 2.9081e-06 |  |  | 0.785 | 1.3784 | 0.24349 | 23.8998 | 0.0024203 | 0.1306% | 0.4967% | 6.4871e-06
[5 empty] | 0.79 | 1.3991 | 0.24017 | 25.0651 | 0.0018164 | 0.02452% | 0.4966% | 1.2175e-06 |  |  |  | 0.79 | 1.3991 | 0.24017 | 25.0651 | 0.002275 | 0.0614% | 0.4966% | 3.0491e-06 |  |  | 0.79 | 1.3991 | 0.24017 | 25.0651 | 0.0025383 | 0.137% | 0.4966% | 6.8016e-06
[5 empty] | 0.795 | 1.42 | 0.23677 | 26.3049 | 0.0019063 | 0.02573% | 0.4964% | 1.2774e-06 |  |  |  | 0.795 | 1.42 | 0.23677 | 26.3049 | 0.0023875 | 0.06444% | 0.4964% | 3.1991e-06 |  |  | 0.795 | 1.42 | 0.23677 | 26.3049 | 0.0026638 | 0.1437% | 0.4964% | 7.136e-06
[5 empty] | 0.8 | 1.4413 | 0.2333 | 27.6254 | 0.002002 | 0.02702% | 0.4963% | 1.3412e-06 |  |  |  | 0.8 | 1.4413 | 0.2333 | 27.6254 | 0.0025073 | 0.06768% | 0.4963% | 3.3588e-06 |  |  | 0.8 | 1.4413 | 0.2333 | 27.6254 | 0.0027976 | 0.151% | 0.4963% | 7.492e-06
[5 empty] | 0.805 | 1.4629 | 0.22976 | 29.0338 | 0.002104 | 0.0284% | 0.4962% | 1.4091e-06 |  |  |  | 0.805 | 1.4629 | 0.22976 | 29.0338 | 0.0026352 | 0.07112% | 0.4962% | 3.529e-06 |  |  | 0.805 | 1.4629 | 0.22976 | 29.0338 | 0.0029402 | 0.1586% | 0.4962% | 7.8715e-06
[5 empty] | 0.81 | 1.4848 | 0.22614 | 30.5379 | 0.002213 | 0.02987% | 0.496% | 1.4817e-06 |  |  |  | 0.81 | 1.4848 | 0.22614 | 30.5379 | 0.0027717 | 0.07481% | 0.496% | 3.7106e-06 |  |  | 0.81 | 1.4848 | 0.22614 | 30.5379 | 0.0030925 | 0.1669% | 0.496% | 8.2765e-06
[5 empty] | 0.815 | 1.5071 | 0.22244 | 32.1464 | 0.0023296 | 0.03144% | 0.4959% | 1.5593e-06 |  |  |  | 0.815 | 1.5071 | 0.22244 | 32.1464 | 0.0029177 | 0.07875% | 0.4959% | 3.9048e-06 |  |  | 0.815 | 1.5071 | 0.22244 | 32.1464 | 0.0032554 | 0.1756% | 0.4959% | 8.7094e-06
[5 empty] | 0.82 | 1.5298 | 0.21867 | 33.869 | 0.0024544 | 0.03313% | 0.4957% | 1.6423e-06 |  |  |  | 0.82 | 1.5298 | 0.21867 | 33.869 | 0.003074 | 0.08296% | 0.4957% | 4.1127e-06 |  |  | 0.82 | 1.5298 | 0.21867 | 33.869 | 0.0034298 | 0.185% | 0.4957% | 9.1728e-06
[5 empty] | 0.825 | 1.5529 | 0.21481 | 35.7167 | 0.0025883 | 0.03494% | 0.4956% | 1.7313e-06 |  |  |  | 0.825 | 1.5529 | 0.21481 | 35.7167 | 0.0032417 | 0.08749% | 0.4956% | 4.3355e-06 |  |  | 0.825 | 1.5529 | 0.21481 | 35.7167 | 0.003617 | 0.1951% | 0.4956% | 9.6695e-06
[5 empty] | 0.83 | 1.5764 | 0.21088 | 37.7018 | 0.0027322 | 0.03688% | 0.4954% | 1.8268e-06 |  |  |  | 0.83 | 1.5764 | 0.21088 | 37.7018 | 0.0034219 | 0.09235% | 0.4954% | 4.5747e-06 |  |  | 0.83 | 1.5764 | 0.21088 | 37.7018 | 0.003818 | 0.206% | 0.4954% | 1.0203e-05
[5 empty] | 0.835 | 1.6003 | 0.20686 | 39.8383 | 0.002887 | 0.03897% | 0.4952% | 1.9296e-06 |  |  |  | 0.835 | 1.6003 | 0.20686 | 39.8383 | 0.0036158 | 0.09758% | 0.4952% | 4.832e-06 |  |  | 0.835 | 1.6003 | 0.20686 | 39.8383 | 0.0040343 | 0.2176% | 0.4952% | 1.0776e-05
[5 empty] | 0.84 | 1.6247 | 0.20276 | 42.1418 | 0.0030539 | 0.04122% | 0.495% | 2.0403e-06 |  |  |  | 0.84 | 1.6247 | 0.20276 | 42.1418 | 0.0038249 | 0.1032% | 0.495% | 5.1092e-06 |  |  | 0.84 | 1.6247 | 0.20276 | 42.1418 | 0.0042676 | 0.2302% | 0.495% | 1.1394e-05
[5 empty] | 0.845 | 1.6496 | 0.19857 | 44.6303 | 0.0032343 | 0.04365% | 0.4948% | 2.1599e-06 |  |  |  | 0.845 | 1.6496 | 0.19857 | 44.6303 | 0.0040507 | 0.1093% | 0.4948% | 5.4085e-06 |  |  | 0.845 | 1.6496 | 0.19857 | 44.6303 | 0.0045196 | 0.2438% | 0.4948% | 1.2061e-05
[5 empty] | 0.85 | 1.6751 | 0.1943 | 47.3243 | 0.0034295 | 0.04629% | 0.4946% | 2.2892e-06 |  |  |  | 0.85 | 1.6751 | 0.1943 | 47.3243 | 0.0042952 | 0.1159% | 0.4946% | 5.7322e-06 |  |  | 0.85 | 1.6751 | 0.1943 | 47.3243 | 0.0047924 | 0.2585% | 0.4946% | 1.2782e-05
[5 empty] | 0.855 | 1.7011 | 0.18994 | 50.247 | 0.0036413 | 0.04915% | 0.4943% | 2.4294e-06 |  |  |  | 0.855 | 1.7011 | 0.18994 | 50.247 | 0.0045605 | 0.1231% | 0.4943% | 6.083e-06 |  |  | 0.855 | 1.7011 | 0.18994 | 50.247 | 0.0050884 | 0.2744% | 0.4943% | 1.3564e-05
[5 empty] | 0.86 | 1.7277 | 0.18548 | 53.4253 | 0.0038716 | 0.05225% | 0.4941% | 2.5817e-06 |  |  |  | 0.86 | 1.7277 | 0.18548 | 53.4253 | 0.004849 | 0.1308% | 0.4941% | 6.4643e-06 |  |  | 0.86 | 1.7277 | 0.18548 | 53.4253 | 0.0054103 | 0.2917% | 0.4941% | 1.4413e-05
[5 empty] | 0.865 | 1.755 | 0.18093 | 56.8904 | 0.0041227 | 0.05564% | 0.4938% | 2.7475e-06 |  |  |  | 0.865 | 1.755 | 0.18093 | 56.8904 | 0.0051635 | 0.1393% | 0.4938% | 6.8794e-06 |  |  | 0.865 | 1.755 | 0.18093 | 56.8904 | 0.0057612 | 0.3106% | 0.4938% | 1.5338e-05
[5 empty] | 0.87 | 1.783 | 0.17629 | 60.6783 | 0.0043972 | 0.05934% | 0.4935% | 2.9287e-06 |  |  |  | 0.87 | 1.783 | 0.17629 | 60.6783 | 0.0055073 | 0.1486% | 0.4935% | 7.3328e-06 |  |  | 0.87 | 1.783 | 0.17629 | 60.6783 | 0.0061448 | 0.3313% | 0.4935% | 1.6348e-05
[5 empty] | 0.875 | 1.8118 | 0.17154 | 64.831 | 0.0046982 | 0.06341% | 0.4932% | 3.1271e-06 |  |  |  | 0.875 | 1.8118 | 0.17154 | 64.831 | 0.0058842 | 0.1587% | 0.4932% | 7.8292e-06 |  |  | 0.875 | 1.8118 | 0.17154 | 64.831 | 0.0065653 | 0.3539% | 0.4932% | 1.7454e-05
[5 empty] | 0.88 | 1.8413 | 0.1667 | 69.3982 | 0.0050291 | 0.06787% | 0.4928% | 3.345e-06 |  |  |  | 0.88 | 1.8413 | 0.1667 | 69.3982 | 0.0062987 | 0.1699% | 0.4928% | 8.3745e-06 |  |  | 0.88 | 1.8413 | 0.1667 | 69.3982 | 0.0070278 | 0.3788% | 0.4928% | 1.8668e-05
[5 empty] | 0.885 | 1.8718 | 0.16175 | 74.4379 | 0.0053944 | 0.0728% | 0.4925% | 3.5851e-06 |  |  |  | 0.885 | 1.8718 | 0.16175 | 74.4379 | 0.0067561 | 0.1822% | 0.4925% | 8.9754e-06 |  |  | 0.885 | 1.8718 | 0.16175 | 74.4379 | 0.0075382 | 0.4062% | 0.4925% | 2.0006e-05
[5 empty] | 0.89 | 1.9032 | 0.1567 | 80.0198 | 0.0057989 | 0.07825% | 0.4921% | 3.8507e-06 |  |  |  | 0.89 | 1.9032 | 0.1567 | 80.0198 | 0.0072628 | 0.1959% | 0.4921% | 9.6399e-06 |  |  | 0.89 | 1.9032 | 0.1567 | 80.0198 | 0.0081035 | 0.4366% | 0.4921% | 2.1485e-05
[5 empty] | 0.895 | 1.9356 | 0.15153 | 86.2268 | 0.0062487 | 0.08432% | 0.4916% | 4.1455e-06 |  |  |  | 0.895 | 1.9356 | 0.15153 | 86.2268 | 0.0078261 | 0.2111% | 0.4916% | 1.0378e-05 |  |  | 0.895 | 1.9356 | 0.15153 | 86.2268 | 0.008732 | 0.4704% | 0.4916% | 2.3127e-05
[5 empty] | 0.9 | 1.9692 | 0.14625 | 93.1592 | 0.006751 | 0.0911% | 0.4912% | 4.4743e-06 |  |  |  | 0.9 | 1.9692 | 0.14625 | 93.1592 | 0.0084553 | 0.228% | 0.4912% | 1.12e-05 |  |  | 0.9 | 1.9692 | 0.14625 | 93.1592 | 0.009434 | 0.5081% | 0.4912% | 2.4958e-05
[5 empty] | 0.905 | 2.0041 | 0.14085 | 100.9389 | 0.0073148 | 0.0987% | 0.4906% | 4.8425e-06 |  |  |  | 0.905 | 2.0041 | 0.14085 | 100.9389 | 0.0091614 | 0.2471% | 0.4906% | 1.2121e-05 |  |  | 0.905 | 2.0041 | 0.14085 | 100.9389 | 0.010222 | 0.5505% | 0.4906% | 2.7007e-05
[5 empty] | 0.91 | 2.0403 | 0.13533 | 109.716 | 0.0079509 | 0.1073% | 0.49% | 5.257e-06 |  |  |  | 0.91 | 2.0403 | 0.13533 | 109.716 | 0.009958 | 0.2685% | 0.49% | 1.3158e-05 |  |  | 0.91 | 2.0403 | 0.13533 | 109.716 | 0.011111 | 0.5982% | 0.49% | 2.9313e-05
[5 empty] | 0.915 | 2.078 | 0.12967 | 119.6763 | 0.0086727 | 0.117% | 0.4894% | 5.7263e-06 |  |  |  | 0.915 | 2.078 | 0.12967 | 119.6763 | 0.010862 | 0.2928% | 0.4894% | 1.4331e-05 |  |  | 0.915 | 2.078 | 0.12967 | 119.6763 | 0.012119 | 0.6523% | 0.4894% | 3.1922e-05
[5 empty] | 0.92 | 2.1174 | 0.12389 | 131.0538 | 0.0094972 | 0.1281% | 0.4886% | 6.2608e-06 |  |  |  | 0.92 | 2.1174 | 0.12389 | 131.0538 | 0.011895 | 0.3206% | 0.4886% | 1.5668e-05 |  |  | 0.92 | 2.1174 | 0.12389 | 131.0538 | 0.013272 | 0.7141% | 0.4886% | 3.4893e-05
[5 empty] | 0.925 | 2.1588 | 0.11796 | 144.1456 | 0.010446 | 0.1409% | 0.4878% | 6.8741e-06 |  |  |  | 0.925 | 2.1588 | 0.11796 | 144.1456 | 0.013083 | 0.3526% | 0.4878% | 1.7201e-05 |  |  | 0.925 | 2.1588 | 0.11796 | 144.1456 | 0.014597 | 0.7852% | 0.4878% | 3.83e-05
[5 empty] | 0.93 | 2.2023 | 0.11189 | 159.3357 | 0.011547 | 0.1558% | 0.4868% | 7.5831e-06 |  |  |  | 0.93 | 2.2023 | 0.11189 | 159.3357 | 0.014462 | 0.3897% | 0.4868% | 1.8973e-05 |  |  | 0.93 | 2.2023 | 0.11189 | 159.3357 | 0.016136 | 0.8675% | 0.4868% | 4.2236e-05
[5 empty] | 0.935 | 2.2483 | 0.10566 | 177.1275 | 0.012836 | 0.1731% | 0.4858% | 8.4103e-06 |  |  |  | 0.935 | 2.2483 | 0.10566 | 177.1275 | 0.016076 | 0.4331% | 0.4858% | 2.1039e-05 |  |  | 0.935 | 2.2483 | 0.10566 | 177.1275 | 0.017937 | 0.9639% | 0.4858% | 4.6824e-05
[5 empty] | 0.94 | 2.2971 | 0.099269 | 198.1947 | 0.014363 | 0.1937% | 0.4845% | 9.3851e-06 |  |  |  | 0.94 | 2.2971 | 0.099269 | 198.1947 | 0.017989 | 0.4845% | 0.4845% | 2.3474e-05 |  |  | 0.94 | 2.2971 | 0.099269 | 198.1947 | 0.020071 | 1.078% | 0.4845% | 5.2227e-05
[5 empty] | 0.945 | 2.3492 | 0.092701 | 223.4578 | 0.016193 | 0.2184% | 0.483% | 1.0548e-05 |  |  |  | 0.945 | 2.3492 | 0.092701 | 223.4578 | 0.020281 | 0.5461% | 0.483% | 2.6377e-05 |  |  | 0.945 | 2.3492 | 0.092701 | 223.4578 | 0.022629 | 1.215% | 0.483% | 5.8663e-05
[5 empty] | 0.95 | 2.4052 | 0.085946 | 254.2074 | 0.018422 | 0.2484% | 0.4812% | 1.1953e-05 |  |  |  | 0.95 | 2.4052 | 0.085946 | 254.2074 | 0.023072 | 0.621% | 0.4812% | 2.9886e-05 |  |  | 0.95 | 2.4052 | 0.085946 | 254.2074 | 0.025743 | 1.381% | 0.4812% | 6.6435e-05
[5 empty] | 0.955 | 2.4658 | 0.078989 | 292.3082 | 0.021183 | 0.2856% | 0.4791% | 1.3681e-05 |  |  |  | 0.955 | 2.4658 | 0.078989 | 292.3082 | 0.02653 | 0.7138% | 0.4791% | 3.4196e-05 |  |  | 0.955 | 2.4658 | 0.078989 | 292.3082 | 0.029601 | 1.586% | 0.4791% | 7.5973e-05
[5 empty] | 0.96 | 2.5322 | 0.071811 | 340.5548 | 0.024679 | 0.3326% | 0.4764% | 1.5847e-05 |  |  |  | 0.96 | 2.5322 | 0.071811 | 340.5548 | 0.030909 | 0.8311% | 0.4764% | 3.9596e-05 |  |  | 0.96 | 2.5322 | 0.071811 | 340.5548 | 0.034487 | 1.845% | 0.4764% | 8.7907e-05
[5 empty] | 0.965 | 2.6057 | 0.064392 | 403.3263 | 0.029228 | 0.3938% | 0.4731% | 1.863e-05 |  |  |  | 0.965 | 2.6057 | 0.064392 | 403.3263 | 0.036607 | 0.9835% | 0.4731% | 4.6528e-05 |  |  | 0.965 | 2.6057 | 0.064392 | 403.3263 | 0.040844 | 2.181% | 0.4731% | 0.0001032
[5 empty] | 0.97 | 2.6883 | 0.056702 | 487.8835 | 0.035356 | 0.4762% | 0.4687% | 2.2318e-05 |  |  |  | 0.97 | 2.6883 | 0.056702 | 487.8835 | 0.044281 | 1.188% | 0.4687% | 5.5703e-05 |  |  | 0.97 | 2.6883 | 0.056702 | 487.8835 | 0.049407 | 2.633% | 0.4687% | 0.00012339
[5 empty] | 0.975 | 2.7833 | 0.048704 | 607.1843 | 0.044001 | 0.5923% | 0.4627% | 2.7404e-05 |  |  |  | 0.975 | 2.7833 | 0.048704 | 607.1843 | 0.055109 | 1.477% | 0.4627% | 6.8339e-05 |  |  | 0.975 | 2.7833 | 0.048704 | 607.1843 | 0.061488 | 3.266% | 0.4627% | 0.00015111
[5 empty] | 0.98 | 2.8959 | 0.040348 | 786.7966 | 0.057017 | 0.7668% | 0.4541% | 3.4819e-05 |  |  |  | 0.98 | 2.8959 | 0.040348 | 786.7966 | 0.071411 | 1.91% | 0.4541% | 8.6714e-05 |  |  | 0.98 | 2.8959 | 0.040348 | 786.7966 | 0.079677 | 4.211% | 0.4541% | 0.00019123
[5 empty] | 0.985 | 3.0355 | 0.031559 | 1085.1061 | 0.078635 | 1.056% | 0.4406% | 4.6525e-05 |  |  |  | 0.985 | 3.0355 | 0.031559 | 1085.1061 | 0.098486 | 2.624% | 0.4406% | 0.00011561 |  |  | 0.985 | 3.0355 | 0.031559 | 1085.1061 | 0.10989 | 5.761% | 0.4406% | 0.00025384
[5 empty] | 0.99 | 3.223 | 0.02221 | 1671.0183 | 0.12109 | 1.621% | 0.4165% | 6.7529e-05 |  |  |  | 0.99 | 3.223 | 0.02221 | 1671.0183 | 0.15166 | 4.012% | 0.4165% | 0.00016709 |  |  | 0.99 | 3.223 | 0.02221 | 1671.0183 | 0.16922 | 8.733% | 0.4165% | 0.00036369
[5 empty] | 0.995 | 3.5224 | 0.01205 | 3329.346 | 0.24127 | 3.205% | 0.3607% | 0.00011561 |  |  |  | 0.995 | 3.5224 | 0.01205 | 3329.346 | 0.30218 | 7.835% | 0.3607% | 0.00028264 |  |  | 0.995 | 3.5224 | 0.01205 | 3329.346 | 0.33716 | 16.65% | 0.3607% | 0.00060047
Air Exchange Rate | AER | 12 | hr-1 |  | CoV-2: Standing, Speaking | 0.25 | hr | 0.43136 | 1.2 |  |  | R(ERq) |  |  |  | CoV-2: Standing, Speaking | 0.5 | hr | 0.43136 | 1.2 |  |  | R(ERq) |  |  | CoV-2: Standing, Speaking | 1 | hr | 0.43136 | 1.2 |  |  | R(ERq)
Particle Deposition Rate | k | 0.24 | hr-1 |  | Percentile Increment | log10ERq | pdf log10ERq | ERq | Avg quanta/m3 | PI(ERq) | PERq | PI(ERq)*PERq | Risk = | 0.00046508 |  | Percentile Increment | log10ERq | pdf log10ERq | ERq | Avg quanta/m3 | PI(ERq) | PERq | PI(ERq)*PERq | Risk = | 0.0011118 | Percentile Increment | log10ERq | pdf log10ERq | ERq | Avg quanta/m3 | PI(ERq) | PERq | PI(ERq)*PERq | Risk = | 0.0023922 | 30
Viral Inactivation Rate | λ | 0.63 | hr-1 |  | 0.005 | -2.6596 | 0.01205 | 0.0021896 | 1.4077e-07 | 1.9e-06% |  | 0 | Percentile = | 0.86 |  | 0.005 | -2.6596 | 0.01205 | 0.0021896 | 1.695e-07 | 4.577e-06% |  | 0 | Percentile = | 0.855 | 0.005 | -2.6596 | 0.01205 | 0.0021896 | 1.8504e-07 | 9.992e-06% |  | 0 | Percentile = | 0.855
| IVRR | 12.87 |  |  | 0.01 | -2.3603 | 0.02221 | 0.0043626 | 2.8047e-07 | 3.786e-06% | 0.6649% | 2.5177e-10 | R(ERq)max = | 0.01027% |  | 0.01 | -2.3603 | 0.02221 | 0.0043626 | 3.3772e-07 | 9.118e-06% | 0.6649% | 6.063e-10 | R(ERq)max = | 0.02425% | 0.01 | -2.3603 | 0.02221 | 0.0043626 | 3.6868e-07 | 1.991e-05% | 0.6649% | 1.3238e-09 | R(ERq)max = | 0.05085% | 0.01
[5 empty] | 0.015 | -2.1727 | 0.031559 | 0.0067182 | 4.3192e-07 | 5.831e-06% | 0.5918% | 3.4504e-10 | PI 90% = | 0.08082% |  | 0.015 | -2.1727 | 0.031559 | 0.0067182 | 5.2007e-07 | 1.404e-05% | 0.5918% | 8.3093e-10 | PI 90% = | 0.1945% | 0.015 | -2.1727 | 0.031559 | 0.0067182 | 5.6774e-07 | 3.066e-05% | 0.5918% | 1.8142e-09 | PI 90% = | 0.4242% | 0.015
[5 empty] | 0.02 | -2.0331 | 0.040348 | 0.0092654 | 5.9568e-07 | 8.042e-06% | 0.5633% | 4.5299e-10 | Percentile = | 0.9 |  | 0.02 | -2.0331 | 0.040348 | 0.0092654 | 7.1725e-07 | 1.937e-05% | 0.5633% | 1.0909e-09 | Percentile = | 0.9 | 0.02 | -2.0331 | 0.040348 | 0.0092654 | 7.83e-07 | 4.228e-05% | 0.5633% | 2.3818e-09 | Percentile = | 0.9 | 0.02
[5 empty] | 0.025 | -1.9206 | 0.048704 | 0.012006 | 7.7188e-07 | 1.042e-05% | 0.5481% | 5.7117e-10 |  |  |  | 0.025 | -1.9206 | 0.048704 | 0.012006 | 9.2942e-07 | 2.509e-05% | 0.5481% | 1.3755e-09 |  |  | 0.025 | -1.9206 | 0.048704 | 0.012006 | 1.0146e-06 | 5.479e-05% | 0.5481% | 3.0032e-09 |  |  | 0.025
[5 empty] | 0.03 | -1.8256 | 0.056702 | 0.014942 | 9.6063e-07 | 1.297e-05% | 0.5387% | 6.986e-10 |  |  |  | 0.03 | -1.8256 | 0.056702 | 0.014942 | 1.1567e-06 | 3.123e-05% | 0.5387% | 1.6824e-09 |  |  | 0.03 | -1.8256 | 0.056702 | 0.014942 | 1.2627e-06 | 6.819e-05% | 0.5387% | 3.6732e-09 | 1 | 0.975 | 0.03
[5 empty] | 0.035 | -1.7429 | 0.064392 | 0.018075 | 1.162e-06 | 1.569e-05% | 0.5323% | 8.3497e-10 |  |  |  | 0.035 | -1.7429 | 0.064392 | 0.018075 | 1.3992e-06 | 3.778e-05% | 0.5323% | 2.0108e-09 |  |  | 0.035 | -1.7429 | 0.064392 | 0.018075 | 1.5275e-06 | 8.248e-05% | 0.5323% | 4.3902e-09 | 2 | 0.985 | 0.035
[5 empty] | 0.04 | -1.6695 | 0.071811 | 0.021406 | 1.3762e-06 | 1.858e-05% | 0.5276% | 9.8021e-10 |  |  |  | 0.04 | -1.6695 | 0.071811 | 0.021406 | 1.6571e-06 | 4.474e-05% | 0.5276% | 2.3605e-09 |  |  | 0.04 | -1.6695 | 0.071811 | 0.021406 | 1.809e-06 | 9.769e-05% | 0.5276% | 5.1539e-09 | 3 | 0.99 | 0.04
[5 empty] | 0.045 | -1.6031 | 0.078989 | 0.024939 | 1.6034e-06 | 2.165e-05% | 0.5241% | 1.1344e-09 |  |  |  | 0.045 | -1.6031 | 0.078989 | 0.024939 | 1.9306e-06 | 5.213e-05% | 0.5241% | 2.7317e-09 |  |  | 0.045 | -1.6031 | 0.078989 | 0.024939 | 2.1076e-06 | 0.0001138% | 0.5241% | 5.9643e-09 | 4 | 0.99 | 0.045
[5 empty] | 0.05 | -1.5425 | 0.085946 | 0.028677 | 1.8437e-06 | 2.489e-05% | 0.5213% | 1.2975e-09 |  |  |  | 0.05 | -1.5425 | 0.085946 | 0.028677 | 2.22e-06 | 5.994e-05% | 0.5213% | 3.1245e-09 |  |  | 0.05 | -1.5425 | 0.085946 | 0.028677 | 2.4235e-06 | 0.0001309% | 0.5213% | 6.822e-09 | 5 | 0.995 | 0.05
[5 empty] | 0.055 | -1.4865 | 0.092701 | 0.032624 | 2.0974e-06 | 2.831e-05% | 0.5191% | 1.4697e-09 |  |  |  | 0.055 | -1.4865 | 0.092701 | 0.032624 | 2.5254e-06 | 6.819e-05% | 0.5191% | 3.5393e-09 |  |  | 0.055 | -1.4865 | 0.092701 | 0.032624 | 2.757e-06 | 0.0001489% | 0.5191% | 7.7275e-09 | 6 | 0.995 | 0.055
[5 empty] | 0.06 | -1.4344 | 0.099269 | 0.036782 | 2.3647e-06 | 3.192e-05% | 0.5172% | 1.6512e-09 |  |  |  | 0.06 | -1.4344 | 0.099269 | 0.036782 | 2.8473e-06 | 7.688e-05% | 0.5172% | 3.9763e-09 |  |  | 0.06 | -1.4344 | 0.099269 | 0.036782 | 3.1084e-06 | 0.0001679% | 0.5172% | 8.6818e-09 | 7 | 0.995 | 0.06
[5 empty] | 0.065 | -1.3856 | 0.10566 | 0.041157 | 2.646e-06 | 3.572e-05% | 0.5157% | 1.8421e-09 |  |  |  | 0.065 | -1.3856 | 0.10566 | 0.041157 | 3.186e-06 | 8.602e-05% | 0.5157% | 4.4361e-09 |  |  | 0.065 | -1.3856 | 0.10566 | 0.041157 | 3.4781e-06 | 0.0001878% | 0.5157% | 9.6855e-09 |  |  | 0.065
[5 empty] | 0.07 | -1.3396 | 0.11189 | 0.045752 | 2.9414e-06 | 3.971e-05% | 0.5144% | 2.0426e-09 |  |  |  | 0.07 | -1.3396 | 0.11189 | 0.045752 | 3.5418e-06 | 9.563e-05% | 0.5144% | 4.919e-09 |  |  | 0.07 | -1.3396 | 0.11189 | 0.045752 | 3.8664e-06 | 0.0002088% | 0.5144% | 1.074e-08 | 0 | 0.975 | 0.07
[5 empty] | 0.075 | -1.2961 | 0.11796 | 0.050574 | 3.2514e-06 | 4.389e-05% | 0.5133% | 2.253e-09 |  |  |  | 0.075 | -1.2961 | 0.11796 | 0.050574 | 3.915e-06 | 0.0001057% | 0.5133% | 5.4255e-09 |  |  | 0.075 | -1.2961 | 0.11796 | 0.050574 | 4.2739e-06 | 0.0002308% | 0.5133% | 1.1846e-08 | 1 | 0.01 | 0.075
[5 empty] | 0.08 | -1.2547 | 0.12389 | 0.055626 | 3.5762e-06 | 4.828e-05% | 0.5123% | 2.4733e-09 |  |  |  | 0.08 | -1.2547 | 0.12389 | 0.055626 | 4.3061e-06 | 0.0001163% | 0.5123% | 5.9562e-09 |  |  | 0.08 | -1.2547 | 0.12389 | 0.055626 | 4.7008e-06 | 0.0002538% | 0.5123% | 1.3005e-08 | 2 | 0.005 | 0.08
[5 empty] | 0.085 | -1.2153 | 0.12967 | 0.060914 | 3.9162e-06 | 5.287e-05% | 0.5115% | 2.704e-09 |  |  |  | 0.085 | -1.2153 | 0.12967 | 0.060914 | 4.7155e-06 | 0.0001273% | 0.5115% | 6.5117e-09 |  |  | 0.085 | -1.2153 | 0.12967 | 0.060914 | 5.1477e-06 | 0.000278% | 0.5115% | 1.4217e-08 | 3 | 0 | 0.085
[5 empty] | 0.09 | -1.1775 | 0.13533 | 0.066444 | 4.2717e-06 | 5.767e-05% | 0.5107% | 2.9451e-09 |  |  |  | 0.09 | -1.1775 | 0.13533 | 0.066444 | 5.1435e-06 | 0.0001389% | 0.5107% | 7.0924e-09 |  |  | 0.09 | -1.1775 | 0.13533 | 0.066444 | 5.6151e-06 | 0.0003032% | 0.5107% | 1.5485e-08 | 4 | 0.005 | 0.09
[5 empty] | 0.095 | -1.1413 | 0.14085 | 0.072222 | 4.6432e-06 | 6.268e-05% | 0.51% | 3.197e-09 |  |  |  | 0.095 | -1.1413 | 0.14085 | 0.072222 | 5.5908e-06 | 0.000151% | 0.51% | 7.699e-09 |  |  | 0.095 | -1.1413 | 0.14085 | 0.072222 | 6.1033e-06 | 0.0003296% | 0.51% | 1.6809e-08 | 5 | 0 | 0.095
[5 empty] | 0.1 | -1.1065 | 0.14625 | 0.078253 | 5.0309e-06 | 6.792e-05% | 0.5094% | 3.4599e-09 |  |  |  | 0.1 | -1.1065 | 0.14625 | 0.078253 | 6.0577e-06 | 0.0001636% | 0.5094% | 8.3321e-09 |  |  | 0.1 | -1.1065 | 0.14625 | 0.078253 | 6.613e-06 | 0.0003571% | 0.5094% | 1.8192e-08 | 6 | 0 | 0.1
[5 empty] | 0.105 | -1.0729 | 0.15153 | 0.084544 | 5.4354e-06 | 7.338e-05% | 0.5089% | 3.7341e-09 |  |  |  | 0.105 | -1.0729 | 0.15153 | 0.084544 | 6.5447e-06 | 0.0001767% | 0.5089% | 8.9924e-09 |  |  | 0.105 | -1.0729 | 0.15153 | 0.084544 | 7.1447e-06 | 0.0003858% | 0.5089% | 1.9634e-08 | 7+ | 0.005 | 0.105
[5 empty] | 0.11 | -1.0405 | 0.1567 | 0.091102 | 5.857e-06 | 7.907e-05% | 0.5084% | 4.0199e-09 |  |  |  | 0.11 | -1.0405 | 0.1567 | 0.091102 | 7.0524e-06 | 0.0001904% | 0.5084% | 9.6806e-09 |  |  | 0.11 | -1.0405 | 0.1567 | 0.091102 | 7.6989e-06 | 0.0004157% | 0.5084% | 2.1136e-08 |  |  | 0.11
[5 empty] | 0.115 | -1.0091 | 0.16175 | 0.097934 | 6.2962e-06 | 8.5e-05% | 0.508% | 4.3175e-09 |  |  |  | 0.115 | -1.0091 | 0.16175 | 0.097934 | 7.5812e-06 | 0.0002047% | 0.508% | 1.0397e-08 |  |  | 0.115 | -1.0091 | 0.16175 | 0.097934 | 8.2762e-06 | 0.0004469% | 0.508% | 2.2701e-08 |  |  | 0.115
[5 empty] | 0.12 | -0.97862 | 0.1667 | 0.10505 | 6.7534e-06 | 9.117e-05% | 0.5075% | 4.6273e-09 |  |  |  | 0.12 | -0.97862 | 0.1667 | 0.10505 | 8.1318e-06 | 0.0002196% | 0.5075% | 1.1143e-08 |  |  | 0.12 | -0.97862 | 0.1667 | 0.10505 | 8.8772e-06 | 0.0004794% | 0.5075% | 2.433e-08 |  |  | 0.12
[5 empty] | 0.125 | -0.94906 | 0.17154 | 0.11245 | 7.2292e-06 | 9.759e-05% | 0.5072% | 4.9497e-09 |  |  |  | 0.125 | -0.94906 | 0.17154 | 0.11245 | 8.7046e-06 | 0.000235% | 0.5072% | 1.192e-08 |  |  | 0.125 | -0.94906 | 0.17154 | 0.11245 | 9.5026e-06 | 0.0005131% | 0.5072% | 2.6025e-08 |  |  | 0.125
[5 empty] | 0.13 | -0.92031 | 0.17629 | 0.12014 | 7.724e-06 | 0.0001043% | 0.5068% | 5.2848e-09 |  |  |  | 0.13 | -0.92031 | 0.17629 | 0.12014 | 9.3003e-06 | 0.0002511% | 0.5068% | 1.2727e-08 |  |  | 0.13 | -0.92031 | 0.17629 | 0.12014 | 1.0153e-05 | 0.0005483% | 0.5068% | 2.7787e-08 |  |  | 0.13
[5 empty] | 0.135 | -0.89231 | 0.18093 | 0.12814 | 8.2382e-06 | 0.0001112% | 0.5065% | 5.6332e-09 |  |  |  | 0.135 | -0.89231 | 0.18093 | 0.12814 | 9.9196e-06 | 0.0002678% | 0.5065% | 1.3566e-08 |  |  | 0.135 | -0.89231 | 0.18093 | 0.12814 | 1.0829e-05 | 0.0005848% | 0.5065% | 2.9619e-08 |  |  | 0.135
[5 empty] | 0.14 | -0.86502 | 0.18548 | 0.13645 | 8.7726e-06 | 0.0001184% | 0.5062% | 5.995e-09 |  |  |  | 0.14 | -0.86502 | 0.18548 | 0.13645 | 1.0563e-05 | 0.0002852% | 0.5062% | 1.4437e-08 |  |  | 0.14 | -0.86502 | 0.18548 | 0.13645 | 1.1531e-05 | 0.0006227% | 0.5062% | 3.1521e-08 |  |  | 0.14
[5 empty] | 0.145 | -0.83838 | 0.18994 | 0.14508 | 9.3275e-06 | 0.0001259% | 0.5059% | 6.3708e-09 |  |  |  | 0.145 | -0.83838 | 0.18994 | 0.14508 | 1.1231e-05 | 0.0003032% | 0.5059% | 1.5342e-08 |  |  | 0.145 | -0.83838 | 0.18994 | 0.14508 | 1.2261e-05 | 0.0006621% | 0.5059% | 3.3497e-08 |  |  | 0.145
[5 empty] | 0.15 | -0.81236 | 0.1943 | 0.15404 | 9.9035e-06 | 0.0001337% | 0.5057% | 6.7608e-09 |  |  |  | 0.15 | -0.81236 | 0.1943 | 0.15404 | 1.1925e-05 | 0.000322% | 0.5057% | 1.6281e-08 |  |  | 0.15 | -0.81236 | 0.1943 | 0.15404 | 1.3018e-05 | 0.000703% | 0.5057% | 3.5548e-08 |  |  | 0.15
[5 empty] | 0.155 | -0.7869 | 0.19857 | 0.16334 | 1.0501e-05 | 0.0001418% | 0.5054% | 7.1655e-09 |  |  |  | 0.155 | -0.7869 | 0.19857 | 0.16334 | 1.2645e-05 | 0.0003414% | 0.5054% | 1.7256e-08 |  |  | 0.155 | -0.7869 | 0.19857 | 0.16334 | 1.3804e-05 | 0.0007454% | 0.5054% | 3.7675e-08 |  |  | 0.155
[5 empty] | 0.16 | -0.76199 | 0.20276 | 0.17299 | 1.1121e-05 | 0.0001501% | 0.5052% | 7.5853e-09 |  |  |  | 0.16 | -0.76199 | 0.20276 | 0.17299 | 1.3391e-05 | 0.0003616% | 0.5052% | 1.8267e-08 |  |  | 0.16 | -0.76199 | 0.20276 | 0.17299 | 1.4619e-05 | 0.0007894% | 0.5052% | 3.9882e-08 |  |  | 0.16
[5 empty] | 0.165 | -0.73757 | 0.20686 | 0.18299 | 1.1764e-05 | 0.0001588% | 0.505% | 8.0205e-09 |  |  |  | 0.165 | -0.73757 | 0.20686 | 0.18299 | 1.4165e-05 | 0.0003825% | 0.505% | 1.9315e-08 |  |  | 0.165 | -0.73757 | 0.20686 | 0.18299 | 1.5464e-05 | 0.0008351% | 0.505% | 4.2171e-08 |  |  | 0.165
[5 empty] | 0.17 | -0.71363 | 0.21088 | 0.19336 | 1.2431e-05 | 0.0001678% | 0.5048% | 8.4717e-09 |  |  |  | 0.17 | -0.71363 | 0.21088 | 0.19336 | 1.4968e-05 | 0.0004041% | 0.5048% | 2.0401e-08 |  |  | 0.17 | -0.71363 | 0.21088 | 0.19336 | 1.634e-05 | 0.0008824% | 0.5048% | 4.4543e-08 |  |  | 0.17
[5 empty] | 0.175 | -0.69014 | 0.21481 | 0.20411 | 1.3122e-05 | 0.0001771% | 0.5046% | 8.9392e-09 |  |  |  | 0.175 | -0.69014 | 0.21481 | 0.20411 | 1.58e-05 | 0.0004266% | 0.5046% | 2.1527e-08 |  |  | 0.175 | -0.69014 | 0.21481 | 0.20411 | 1.7249e-05 | 0.0009314% | 0.5046% | 4.7001e-08 |  |  | 0.175
[5 empty] | 0.18 | -0.66707 | 0.21867 | 0.21524 | 1.3838e-05 | 0.0001868% | 0.5044% | 9.4236e-09 |  |  |  | 0.18 | -0.66707 | 0.21867 | 0.21524 | 1.6662e-05 | 0.0004499% | 0.5044% | 2.2694e-08 |  |  | 0.18 | -0.66707 | 0.21867 | 0.21524 | 1.819e-05 | 0.0009822% | 0.5044% | 4.9548e-08 |  |  | 0.18
[5 empty] | 0.185 | -0.6444 | 0.22244 | 0.22678 | 1.4579e-05 | 0.0001968% | 0.5043% | 9.9253e-09 |  |  |  | 0.185 | -0.6444 | 0.22244 | 0.22678 | 1.7555e-05 | 0.000474% | 0.5043% | 2.3902e-08 |  |  | 0.185 | -0.6444 | 0.22244 | 0.22678 | 1.9164e-05 | 0.001035% | 0.5043% | 5.2186e-08 |  |  | 0.185
[5 empty] | 0.19 | -0.62211 | 0.22614 | 0.23872 | 1.5347e-05 | 0.0002072% | 0.5041% | 1.0445e-08 |  |  |  | 0.19 | -0.62211 | 0.22614 | 0.23872 | 1.848e-05 | 0.0004989% | 0.5041% | 2.5153e-08 |  |  | 0.19 | -0.62211 | 0.22614 | 0.23872 | 2.0174e-05 | 0.001089% | 0.5041% | 5.4917e-08 |  |  | 0.19
[5 empty] | 0.195 | -0.60018 | 0.22976 | 0.25109 | 1.6142e-05 | 0.0002179% | 0.504% | 1.0983e-08 |  |  |  | 0.195 | -0.60018 | 0.22976 | 0.25109 | 1.9437e-05 | 0.0005248% | 0.504% | 2.6448e-08 |  |  | 0.195 | -0.60018 | 0.22976 | 0.25109 | 2.1219e-05 | 0.001146% | 0.504% | 5.7745e-08 |  |  | 0.195
[5 empty] | 0.2 | -0.57858 | 0.2333 | 0.26389 | 1.6965e-05 | 0.000229% | 0.5038% | 1.1539e-08 |  |  |  | 0.2 | -0.57858 | 0.2333 | 0.26389 | 2.0428e-05 | 0.0005516% | 0.5038% | 2.7788e-08 |  |  | 0.2 | -0.57858 | 0.2333 | 0.26389 | 2.2301e-05 | 0.001204% | 0.5038% | 6.0672e-08 |  |  | 0.2
[5 empty] | 0.205 | -0.55731 | 0.23677 | 0.27714 | 1.7817e-05 | 0.0002405% | 0.5037% | 1.2115e-08 |  |  |  | 0.205 | -0.55731 | 0.23677 | 0.27714 | 2.1453e-05 | 0.0005792% | 0.5037% | 2.9176e-08 |  |  | 0.205 | -0.55731 | 0.23677 | 0.27714 | 2.342e-05 | 0.001265% | 0.5037% | 6.37e-08 |  |  | 0.205
[5 empty] | 0.21 | -0.53634 | 0.24017 | 0.29084 | 1.8698e-05 | 0.0002524% | 0.5036% | 1.2711e-08 |  |  |  | 0.21 | -0.53634 | 0.24017 | 0.29084 | 2.2515e-05 | 0.0006079% | 0.5036% | 3.0611e-08 |  |  | 0.21 | -0.53634 | 0.24017 | 0.29084 | 2.4579e-05 | 0.001327% | 0.5036% | 6.6834e-08 |  |  | 0.21
[5 empty] | 0.215 | -0.51567 | 0.24349 | 0.30502 | 1.961e-05 | 0.0002647% | 0.5034% | 1.3328e-08 |  |  |  | 0.215 | -0.51567 | 0.24349 | 0.30502 | 2.3612e-05 | 0.0006375% | 0.5034% | 3.2095e-08 |  |  | 0.215 | -0.51567 | 0.24349 | 0.30502 | 2.5777e-05 | 0.001392% | 0.5034% | 7.0075e-08 |  |  | 0.215
[5 empty] | 0.22 | -0.49527 | 0.24674 | 0.31969 | 2.0553e-05 | 0.0002775% | 0.5033% | 1.3965e-08 |  |  |  | 0.22 | -0.49527 | 0.24674 | 0.31969 | 2.4748e-05 | 0.0006682% | 0.5033% | 3.3631e-08 |  |  | 0.22 | -0.49527 | 0.24674 | 0.31969 | 2.7017e-05 | 0.001459% | 0.5033% | 7.3427e-08 |  |  | 0.22
[5 empty] | 0.225 | -0.47513 | 0.24993 | 0.33486 | 2.1528e-05 | 0.0002906% | 0.5032% | 1.4625e-08 |  |  |  | 0.225 | -0.47513 | 0.24993 | 0.33486 | 2.5922e-05 | 0.0006999% | 0.5032% | 3.5219e-08 |  |  | 0.225 | -0.47513 | 0.24993 | 0.33486 | 2.8299e-05 | 0.001528% | 0.5032% | 7.6894e-08 |  |  | 0.225
[5 empty] | 0.23 | -0.45525 | 0.25304 | 0.35055 | 2.2537e-05 | 0.0003042% | 0.5031% | 1.5306e-08 |  |  |  | 0.23 | -0.45525 | 0.25304 | 0.35055 | 2.7136e-05 | 0.0007327% | 0.5031% | 3.686e-08 |  |  | 0.23 | -0.45525 | 0.25304 | 0.35055 | 2.9624e-05 | 0.0016% | 0.5031% | 8.0479e-08 |  |  | 0.23
[5 empty] | 0.235 | -0.43561 | 0.25608 | 0.36677 | 2.3579e-05 | 0.0003183% | 0.503% | 1.6011e-08 |  |  |  | 0.235 | -0.43561 | 0.25608 | 0.36677 | 2.8392e-05 | 0.0007666% | 0.503% | 3.8558e-08 |  |  | 0.235 | -0.43561 | 0.25608 | 0.36677 | 3.0995e-05 | 0.001674% | 0.503% | 8.4184e-08 |  |  | 0.235
[5 empty] | 0.24 | -0.4162 | 0.25906 | 0.38353 | 2.4657e-05 | 0.0003329% | 0.5029% | 1.674e-08 |  |  |  | 0.24 | -0.4162 | 0.25906 | 0.38353 | 2.969e-05 | 0.0008016% | 0.5029% | 4.0312e-08 |  |  | 0.24 | -0.4162 | 0.25906 | 0.38353 | 3.2411e-05 | 0.00175% | 0.5029% | 8.8015e-08 |  |  | 0.24
[5 empty] | 0.245 | -0.39701 | 0.26197 | 0.40086 | 2.5771e-05 | 0.0003479% | 0.5028% | 1.7493e-08 |  |  |  | 0.245 | -0.39701 | 0.26197 | 0.40086 | 3.1031e-05 | 0.0008378% | 0.5028% | 4.2125e-08 |  |  | 0.245 | -0.39701 | 0.26197 | 0.40086 | 3.3876e-05 | 0.001829% | 0.5028% | 9.1974e-08 |  |  | 0.245
[5 empty] | 0.25 | -0.37802 | 0.26481 | 0.41877 | 2.6923e-05 | 0.0003635% | 0.5027% | 1.8271e-08 |  |  |  | 0.25 | -0.37802 | 0.26481 | 0.41877 | 3.2418e-05 | 0.0008753% | 0.5027% | 4.3999e-08 |  |  | 0.25 | -0.37802 | 0.26481 | 0.41877 | 3.5389e-05 | 0.001911% | 0.5027% | 9.6065e-08 |  |  | 0.25
[5 empty] | 0.255 | -0.35924 | 0.26759 | 0.43728 | 2.8113e-05 | 0.0003795% | 0.5026% | 1.9075e-08 |  |  |  | 0.255 | -0.35924 | 0.26759 | 0.43728 | 3.385e-05 | 0.000914% | 0.5026% | 4.5936e-08 |  |  | 0.255 | -0.35924 | 0.26759 | 0.43728 | 3.6954e-05 | 0.001995% | 0.5026% | 1.0029e-07 |  |  | 0.255
[5 empty] | 0.26 | -0.34065 | 0.2703 | 0.4564 | 2.9342e-05 | 0.0003961% | 0.5025% | 1.9906e-08 |  |  |  | 0.26 | -0.34065 | 0.2703 | 0.4564 | 3.5331e-05 | 0.0009539% | 0.5025% | 4.7936e-08 |  |  | 0.26 | -0.34065 | 0.2703 | 0.4564 | 3.857e-05 | 0.002083% | 0.5025% | 1.0466e-07 |  |  | 0.26
[5 empty] | 0.265 | -0.32224 | 0.27295 | 0.47616 | 3.0613e-05 | 0.0004133% | 0.5024% | 2.0764e-08 |  |  |  | 0.265 | -0.32224 | 0.27295 | 0.47616 | 3.6861e-05 | 0.0009952% | 0.5024% | 5.0003e-08 |  |  | 0.265 | -0.32224 | 0.27295 | 0.47616 | 4.024e-05 | 0.002173% | 0.5024% | 1.0917e-07 |  |  | 0.265
[5 empty] | 0.27 | -0.30401 | 0.27554 | 0.49658 | 3.1925e-05 | 0.000431% | 0.5024% | 2.1651e-08 |  |  |  | 0.27 | -0.30401 | 0.27554 | 0.49658 | 3.8441e-05 | 0.001038% | 0.5024% | 5.2139e-08 |  |  | 0.27 | -0.30401 | 0.27554 | 0.49658 | 4.1965e-05 | 0.002266% | 0.5024% | 1.1384e-07 |  |  | 0.27
[5 empty] | 0.275 | -0.28595 | 0.27806 | 0.51767 | 3.3281e-05 | 0.0004493% | 0.5023% | 2.2567e-08 |  |  |  | 0.275 | -0.28595 | 0.27806 | 0.51767 | 4.0073e-05 | 0.001082% | 0.5023% | 5.4345e-08 |  |  | 0.275 | -0.28595 | 0.27806 | 0.51767 | 4.3747e-05 | 0.002362% | 0.5023% | 1.1865e-07 |  |  | 0.275
[5 empty] | 0.28 | -0.26805 | 0.28052 | 0.53945 | 3.4682e-05 | 0.0004682% | 0.5022% | 2.3513e-08 |  |  |  | 0.28 | -0.26805 | 0.28052 | 0.53945 | 4.176e-05 | 0.001128% | 0.5022% | 5.6623e-08 |  |  | 0.28 | -0.26805 | 0.28052 | 0.53945 | 4.5588e-05 | 0.002462% | 0.5022% | 1.2363e-07 |  |  | 0.28
[5 empty] | 0.285 | -0.2503 | 0.28292 | 0.56196 | 3.6128e-05 | 0.0004877% | 0.5021% | 2.449e-08 |  |  |  | 0.285 | -0.2503 | 0.28292 | 0.56196 | 4.3502e-05 | 0.001175% | 0.5021% | 5.8976e-08 |  |  | 0.285 | -0.2503 | 0.28292 | 0.56196 | 4.749e-05 | 0.002564% | 0.5021% | 1.2876e-07 |  |  | 0.285
[5 empty] | 0.29 | -0.2327 | 0.28525 | 0.5852 | 3.7622e-05 | 0.0005079% | 0.502% | 2.5499e-08 |  |  |  | 0.29 | -0.2327 | 0.28525 | 0.5852 | 4.5301e-05 | 0.001223% | 0.502% | 6.1407e-08 |  |  | 0.29 | -0.2327 | 0.28525 | 0.5852 | 4.9454e-05 | 0.00267% | 0.502% | 1.3407e-07 |  |  | 0.29
[5 empty] | 0.295 | -0.21524 | 0.28753 | 0.6092 | 3.9166e-05 | 0.0005287% | 0.502% | 2.6541e-08 |  |  |  | 0.295 | -0.21524 | 0.28753 | 0.6092 | 4.7159e-05 | 0.001273% | 0.502% | 6.3916e-08 |  |  | 0.295 | -0.21524 | 0.28753 | 0.6092 | 5.1482e-05 | 0.00278% | 0.502% | 1.3955e-07 |  |  | 0.295
[5 empty] | 0.3 | -0.19792 | 0.28974 | 0.63399 | 4.0759e-05 | 0.0005503% | 0.5019% | 2.7618e-08 |  |  |  | 0.3 | -0.19792 | 0.28974 | 0.63399 | 4.9078e-05 | 0.001325% | 0.5019% | 6.6508e-08 |  |  | 0.3 | -0.19792 | 0.28974 | 0.63399 | 5.3577e-05 | 0.002893% | 0.5019% | 1.4521e-07 |  |  | 0.3
[5 empty] | 0.305 | -0.18072 | 0.2919 | 0.65959 | 4.2405e-05 | 0.0005725% | 0.5018% | 2.8729e-08 |  |  |  | 0.305 | -0.18072 | 0.2919 | 0.65959 | 5.106e-05 | 0.001379% | 0.5018% | 6.9185e-08 |  |  | 0.305 | -0.18072 | 0.2919 | 0.65959 | 5.5741e-05 | 0.00301% | 0.5018% | 1.5105e-07 |  |  | 0.305
[5 empty] | 0.31 | -0.16366 | 0.29399 | 0.68603 | 4.4105e-05 | 0.0005954% | 0.5018% | 2.9877e-08 |  |  |  | 0.31 | -0.16366 | 0.29399 | 0.68603 | 5.3107e-05 | 0.001434% | 0.5018% | 7.1949e-08 |  |  | 0.31 | -0.16366 | 0.29399 | 0.68603 | 5.7975e-05 | 0.003131% | 0.5018% | 1.5709e-07 |  |  | 0.31
[5 empty] | 0.315 | -0.14671 | 0.29603 | 0.71333 | 4.586e-05 | 0.0006191% | 0.5017% | 3.1062e-08 |  |  |  | 0.315 | -0.14671 | 0.29603 | 0.71333 | 5.522e-05 | 0.001491% | 0.5017% | 7.4803e-08 |  |  | 0.315 | -0.14671 | 0.29603 | 0.71333 | 6.0282e-05 | 0.003255% | 0.5017% | 1.6332e-07 |  |  | 0.315
[5 empty] | 0.32 | -0.12987 | 0.29801 | 0.74152 | 4.7673e-05 | 0.0006436% | 0.5017% | 3.2286e-08 |  |  |  | 0.32 | -0.12987 | 0.29801 | 0.74152 | 5.7402e-05 | 0.00155% | 0.5017% | 7.775e-08 |  |  | 0.32 | -0.12987 | 0.29801 | 0.74152 | 6.2665e-05 | 0.003384% | 0.5017% | 1.6975e-07 |  |  | 0.32
[5 empty] | 0.325 | -0.11315 | 0.29993 | 0.77064 | 4.9544e-05 | 0.0006688% | 0.5016% | 3.3549e-08 |  |  |  | 0.325 | -0.11315 | 0.29993 | 0.77064 | 5.9656e-05 | 0.001611% | 0.5016% | 8.0792e-08 |  |  | 0.325 | -0.11315 | 0.29993 | 0.77064 | 6.5125e-05 | 0.003517% | 0.5016% | 1.764e-07 |  |  | 0.325
[5 empty] | 0.33 | -0.096532 | 0.30179 | 0.8007 | 5.1477e-05 | 0.0006949% | 0.5015% | 3.4854e-08 |  |  |  | 0.33 | -0.096532 | 0.30179 | 0.8007 | 6.1983e-05 | 0.001674% | 0.5015% | 8.3934e-08 |  |  | 0.33 | -0.096532 | 0.30179 | 0.8007 | 6.7665e-05 | 0.003654% | 0.5015% | 1.8326e-07 |  |  | 0.33
[5 empty] | 0.335 | -0.080014 | 0.30359 | 0.83174 | 5.3473e-05 | 0.0007219% | 0.5015% | 3.6201e-08 |  |  |  | 0.335 | -0.080014 | 0.30359 | 0.83174 | 6.4386e-05 | 0.001738% | 0.5015% | 8.7178e-08 |  |  | 0.335 | -0.080014 | 0.30359 | 0.83174 | 7.0288e-05 | 0.003796% | 0.5015% | 1.9034e-07 |  |  | 0.335
[5 empty] | 0.34 | -0.063592 | 0.30534 | 0.86379 | 5.5533e-05 | 0.0007497% | 0.5014% | 3.7592e-08 |  |  |  | 0.34 | -0.063592 | 0.30534 | 0.86379 | 6.6867e-05 | 0.001805% | 0.5014% | 9.0528e-08 |  |  | 0.34 | -0.063592 | 0.30534 | 0.86379 | 7.2997e-05 | 0.003942% | 0.5014% | 1.9765e-07 |  |  | 0.34
[5 empty] | 0.345 | -0.047262 | 0.30703 | 0.89689 | 5.7661e-05 | 0.0007784% | 0.5014% | 3.9028e-08 |  |  |  | 0.345 | -0.047262 | 0.30703 | 0.89689 | 6.9429e-05 | 0.001875% | 0.5014% | 9.3986e-08 |  |  | 0.345 | -0.047262 | 0.30703 | 0.89689 | 7.5794e-05 | 0.004093% | 0.5014% | 2.052e-07 |  |  | 0.345
[5 empty] | 0.35 | -0.031021 | 0.30867 | 0.93106 | 5.9858e-05 | 0.0008081% | 0.5013% | 4.0511e-08 |  |  |  | 0.35 | -0.031021 | 0.30867 | 0.93106 | 7.2075e-05 | 0.001946% | 0.5013% | 9.7557e-08 |  |  | 0.35 | -0.031021 | 0.30867 | 0.93106 | 7.8682e-05 | 0.004249% | 0.5013% | 2.13e-07 |  |  | 0.35
[5 empty] | 0.355 | -0.014864 | 0.31024 | 0.96635 | 6.2127e-05 | 0.0008387% | 0.5013% | 4.2042e-08 |  |  |  | 0.355 | -0.014864 | 0.31024 | 0.96635 | 7.4807e-05 | 0.00202% | 0.5013% | 1.0124e-07 |  |  | 0.355 | -0.014864 | 0.31024 | 0.96635 | 8.1665e-05 | 0.00441% | 0.5013% | 2.2105e-07 |  |  | 0.355
[5 empty] | 0.36 | 0.0012132 | 0.31176 | 1.0028 | 6.447e-05 | 0.0008703% | 0.5012% | 4.3623e-08 |  |  |  | 0.36 | 0.0012132 | 0.31176 | 1.0028 | 7.7628e-05 | 0.002096% | 0.5012% | 1.0505e-07 |  |  | 0.36 | 0.0012132 | 0.31176 | 1.0028 | 8.4744e-05 | 0.004576% | 0.5012% | 2.2936e-07 |  |  | 0.36
[5 empty] | 0.365 | 0.017213 | 0.31323 | 1.0404 | 6.689e-05 | 0.000903% | 0.5012% | 4.5256e-08 |  |  |  | 0.365 | 0.017213 | 0.31323 | 1.0404 | 8.0541e-05 | 0.002175% | 0.5012% | 1.0898e-07 |  |  | 0.365 | 0.017213 | 0.31323 | 1.0404 | 8.7925e-05 | 0.004748% | 0.5012% | 2.3794e-07 |  |  | 0.365
[5 empty] | 0.37 | 0.03314 | 0.31464 | 1.0793 | 6.9388e-05 | 0.0009367% | 0.5011% | 4.6941e-08 |  |  |  | 0.37 | 0.03314 | 0.31464 | 1.0793 | 8.355e-05 | 0.002256% | 0.5011% | 1.1304e-07 |  |  | 0.37 | 0.03314 | 0.31464 | 1.0793 | 9.1209e-05 | 0.004925% | 0.5011% | 2.4681e-07 |  |  | 0.37
[5 empty] | 0.375 | 0.048997 | 0.316 | 1.1194 | 7.1968e-05 | 0.0009716% | 0.5011% | 4.8682e-08 |  |  |  | 0.375 | 0.048997 | 0.316 | 1.1194 | 8.6657e-05 | 0.00234% | 0.5011% | 1.1723e-07 |  |  | 0.375 | 0.048997 | 0.316 | 1.1194 | 9.4601e-05 | 0.005108% | 0.5011% | 2.5596e-07 |  |  | 0.375
[5 empty] | 0.38 | 0.064787 | 0.3173 | 1.1609 | 7.4633e-05 | 0.001008% | 0.501% | 5.048e-08 |  |  |  | 0.38 | 0.064787 | 0.3173 | 1.1609 | 8.9865e-05 | 0.002426% | 0.501% | 1.2156e-07 |  |  | 0.38 | 0.064787 | 0.3173 | 1.1609 | 9.8104e-05 | 0.005297% | 0.501% | 2.6541e-07 |  |  | 0.38
[5 empty] | 0.385 | 0.080514 | 0.31854 | 1.2037 | 7.7385e-05 | 0.001045% | 0.501% | 5.2337e-08 |  |  |  | 0.385 | 0.080514 | 0.31854 | 1.2037 | 9.3179e-05 | 0.002516% | 0.501% | 1.2604e-07 |  |  | 0.385 | 0.080514 | 0.31854 | 1.2037 | 0.00010172 | 0.005493% | 0.501% | 2.7517e-07 |  |  | 0.385
[5 empty] | 0.39 | 0.096181 | 0.31973 | 1.2479 | 8.0228e-05 | 0.001083% | 0.5009% | 5.4254e-08 |  |  |  | 0.39 | 0.096181 | 0.31973 | 1.2479 | 9.6602e-05 | 0.002608% | 0.5009% | 1.3065e-07 |  |  | 0.39 | 0.096181 | 0.31973 | 1.2479 | 0.00010546 | 0.005695% | 0.5009% | 2.8526e-07 |  |  | 0.39
[5 empty] | 0.395 | 0.11179 | 0.32087 | 1.2936 | 8.3164e-05 | 0.001123% | 0.5009% | 5.6234e-08 |  |  |  | 0.395 | 0.11179 | 0.32087 | 1.2936 | 0.00010014 | 0.002704% | 0.5009% | 1.3542e-07 |  |  | 0.395 | 0.11179 | 0.32087 | 1.2936 | 0.00010932 | 0.005903% | 0.5009% | 2.9567e-07 |  |  | 0.395
[5 empty] | 0.4 | 0.12735 | 0.32195 | 1.3407 | 8.6197e-05 | 0.001164% | 0.5008% | 5.828e-08 |  |  |  | 0.4 | 0.12735 | 0.32195 | 1.3407 | 0.00010379 | 0.002802% | 0.5008% | 1.4035e-07 |  |  | 0.4 | 0.12735 | 0.32195 | 1.3407 | 0.0001133 | 0.006118% | 0.5008% | 3.0642e-07 |  |  | 0.4
[5 empty] | 0.405 | 0.14285 | 0.32298 | 1.3895 | 8.933e-05 | 0.001206% | 0.5008% | 6.0393e-08 |  |  |  | 0.405 | 0.14285 | 0.32298 | 1.3895 | 0.00010756 | 0.002904% | 0.5008% | 1.4544e-07 |  |  | 0.405 | 0.14285 | 0.32298 | 1.3895 | 0.00011742 | 0.006341% | 0.5008% | 3.1753e-07 |  |  | 0.405
[5 empty] | 0.41 | 0.15831 | 0.32396 | 1.4398 | 9.2567e-05 | 0.00125% | 0.5007% | 6.2576e-08 |  |  |  | 0.41 | 0.15831 | 0.32396 | 1.4398 | 0.00011146 | 0.003009% | 0.5007% | 1.5069e-07 |  |  | 0.41 | 0.15831 | 0.32396 | 1.4398 | 0.00012168 | 0.00657% | 0.5007% | 3.2901e-07 |  |  | 0.41
[5 empty] | 0.415 | 0.17372 | 0.32488 | 1.4918 | 9.5911e-05 | 0.001295% | 0.5007% | 6.483e-08 |  |  |  | 0.415 | 0.17372 | 0.32488 | 1.4918 | 0.00011549 | 0.003118% | 0.5007% | 1.5612e-07 |  |  | 0.415 | 0.17372 | 0.32488 | 1.4918 | 0.00012607 | 0.006808% | 0.5007% | 3.4086e-07 |  |  | 0.415
[5 empty] | 0.42 | 0.18909 | 0.32574 | 1.5456 | 9.9366e-05 | 0.001341% | 0.5007% | 6.716e-08 |  |  |  | 0.42 | 0.18909 | 0.32574 | 1.5456 | 0.00011965 | 0.00323% | 0.5007% | 1.6173e-07 |  |  | 0.42 | 0.18909 | 0.32574 | 1.5456 | 0.00013061 | 0.007053% | 0.5007% | 3.5311e-07 |  |  | 0.42
[5 empty] | 0.425 | 0.20442 | 0.32656 | 1.6011 | 0.00010294 | 0.00139% | 0.5006% | 6.9567e-08 |  |  |  | 0.425 | 0.20442 | 0.32656 | 1.6011 | 0.00012394 | 0.003346% | 0.5006% | 1.6753e-07 |  |  | 0.425 | 0.20442 | 0.32656 | 1.6011 | 0.00013531 | 0.007306% | 0.5006% | 3.6577e-07 |  |  | 0.425
[5 empty] | 0.43 | 0.21971 | 0.32732 | 1.6585 | 0.00010663 | 0.001439% | 0.5006% | 7.2054e-08 |  |  |  | 0.43 | 0.21971 | 0.32732 | 1.6585 | 0.00012839 | 0.003466% | 0.5006% | 1.7352e-07 |  |  | 0.43 | 0.21971 | 0.32732 | 1.6585 | 0.00014016 | 0.007568% | 0.5006% | 3.7884e-07 |  |  | 0.43
[5 empty] | 0.435 | 0.23497 | 0.32803 | 1.7178 | 0.00011044 | 0.001491% | 0.5005% | 7.4625e-08 |  |  |  | 0.435 | 0.23497 | 0.32803 | 1.7178 | 0.00013298 | 0.00359% | 0.5005% | 1.7971e-07 |  |  | 0.435 | 0.23497 | 0.32803 | 1.7178 | 0.00014517 | 0.007839% | 0.5005% | 3.9236e-07 |  |  | 0.435
[5 empty] | 0.44 | 0.2502 | 0.32868 | 1.7791 | 0.00011438 | 0.001544% | 0.5005% | 7.7281e-08 |  |  |  | 0.44 | 0.2502 | 0.32868 | 1.7791 | 0.00013772 | 0.003718% | 0.5005% | 1.8611e-07 |  |  | 0.44 | 0.2502 | 0.32868 | 1.7791 | 0.00015035 | 0.008118% | 0.5005% | 4.0632e-07 |  |  | 0.44
[5 empty] | 0.445 | 0.2654 | 0.32929 | 1.8425 | 0.00011845 | 0.001599% | 0.5005% | 8.0027e-08 |  |  |  | 0.445 | 0.2654 | 0.32929 | 1.8425 | 0.00014263 | 0.003851% | 0.5005% | 1.9272e-07 |  |  | 0.445 | 0.2654 | 0.32929 | 1.8425 | 0.0001557 | 0.008408% | 0.5005% | 4.2076e-07 |  |  | 0.445
[5 empty] | 0.45 | 0.28057 | 0.32984 | 1.908 | 0.00012266 | 0.001656% | 0.5004% | 8.2865e-08 |  |  |  | 0.45 | 0.28057 | 0.32984 | 1.908 | 0.0001477 | 0.003988% | 0.5004% | 1.9955e-07 |  |  | 0.45 | 0.28057 | 0.32984 | 1.908 | 0.00016124 | 0.008706% | 0.5004% | 4.3568e-07 |  |  | 0.45
[5 empty] | 0.455 | 0.29572 | 0.33033 | 1.9757 | 0.00012702 | 0.001715% | 0.5004% | 8.5799e-08 |  |  |  | 0.455 | 0.29572 | 0.33033 | 1.9757 | 0.00015294 | 0.004129% | 0.5004% | 2.0662e-07 |  |  | 0.455 | 0.29572 | 0.33033 | 1.9757 | 0.00016696 | 0.009015% | 0.5004% | 4.5111e-07 |  |  | 0.455
[5 empty] | 0.46 | 0.31084 | 0.33078 | 2.0457 | 0.00013152 | 0.001775% | 0.5003% | 8.8833e-08 |  |  |  | 0.46 | 0.31084 | 0.33078 | 2.0457 | 0.00015836 | 0.004276% | 0.5003% | 2.1392e-07 |  |  | 0.46 | 0.31084 | 0.33078 | 2.0457 | 0.00017288 | 0.009335% | 0.5003% | 4.6706e-07 |  |  | 0.46
[5 empty] | 0.465 | 0.32595 | 0.33117 | 2.1181 | 0.00013617 | 0.001838% | 0.5003% | 9.197e-08 |  |  |  | 0.465 | 0.32595 | 0.33117 | 2.1181 | 0.00016397 | 0.004427% | 0.5003% | 2.2148e-07 |  |  | 0.465 | 0.32595 | 0.33117 | 2.1181 | 0.000179 | 0.009665% | 0.5003% | 4.8355e-07 |  |  | 0.465
[5 empty] | 0.47 | 0.34104 | 0.33151 | 2.193 | 0.00014099 | 0.001903% | 0.5002% | 9.5214e-08 |  |  |  | 0.47 | 0.34104 | 0.33151 | 2.193 | 0.00016976 | 0.004584% | 0.5002% | 2.2929e-07 |  |  | 0.47 | 0.34104 | 0.33151 | 2.193 | 0.00018533 | 0.01001% | 0.5002% | 5.0061e-07 |  |  | 0.47
[5 empty] | 0.475 | 0.35612 | 0.3318 | 2.2705 | 0.00014597 | 0.001971% | 0.5002% | 9.857e-08 |  |  |  | 0.475 | 0.35612 | 0.3318 | 2.2705 | 0.00017576 | 0.004745% | 0.5002% | 2.3737e-07 |  |  | 0.475 | 0.35612 | 0.3318 | 2.2705 | 0.00019187 | 0.01036% | 0.5002% | 5.1825e-07 |  |  | 0.475
[5 empty] | 0.48 | 0.37118 | 0.33203 | 2.3506 | 0.00015112 | 0.00204% | 0.5002% | 1.0204e-07 |  |  |  | 0.48 | 0.37118 | 0.33203 | 2.3506 | 0.00018196 | 0.004913% | 0.5002% | 2.4573e-07 |  |  | 0.48 | 0.37118 | 0.33203 | 2.3506 | 0.00019864 | 0.01073% | 0.5002% | 5.365e-07 |  |  | 0.48
[5 empty] | 0.485 | 0.38623 | 0.33222 | 2.4335 | 0.00015645 | 0.002112% | 0.5001% | 1.0563e-07 |  |  |  | 0.485 | 0.38623 | 0.33222 | 2.4335 | 0.00018838 | 0.005086% | 0.5001% | 2.5438e-07 |  |  | 0.485 | 0.38623 | 0.33222 | 2.4335 | 0.00020565 | 0.0111% | 0.5001% | 5.5537e-07 |  |  | 0.485
[5 empty] | 0.49 | 0.40128 | 0.33235 | 2.5193 | 0.00016197 | 0.002187% | 0.5001% | 1.0935e-07 |  |  |  | 0.49 | 0.40128 | 0.33235 | 2.5193 | 0.00019502 | 0.005265% | 0.5001% | 2.6332e-07 |  |  | 0.49 | 0.40128 | 0.33235 | 2.5193 | 0.0002129 | 0.0115% | 0.5001% | 5.7491e-07 |  |  | 0.49
[5 empty] | 0.495 | 0.41632 | 0.33243 | 2.6081 | 0.00016768 | 0.002264% | 0.5001% | 1.1319e-07 |  |  |  | 0.495 | 0.41632 | 0.33243 | 2.6081 | 0.0002019 | 0.005451% | 0.5001% | 2.7258e-07 |  |  | 0.495 | 0.41632 | 0.33243 | 2.6081 | 0.00022041 | 0.0119% | 0.5001% | 5.9512e-07 |  |  | 0.495
[5 empty] | 0.5 | 0.43136 | 0.33245 | 2.7 | 0.00017358 | 0.002343% | 0.5% | 1.1717e-07 |  |  |  | 0.5 | 0.43136 | 0.33245 | 2.7 | 0.00020901 | 0.005643% | 0.5% | 2.8216e-07 |  |  | 0.5 | 0.43136 | 0.33245 | 2.7 | 0.00022817 | 0.01232% | 0.5% | 6.1604e-07 |  |  | 0.5
[5 empty] | 0.505 | 0.4464 | 0.33243 | 2.7951 | 0.0001797 | 0.002426% | 0.5% | 1.2129e-07 |  |  |  | 0.505 | 0.4464 | 0.33243 | 2.7951 | 0.00021638 | 0.005842% | 0.5% | 2.9208e-07 |  |  | 0.505 | 0.4464 | 0.33243 | 2.7951 | 0.00023621 | 0.01275% | 0.5% | 6.377e-07 |  |  | 0.505
[5 empty] | 0.51 | 0.46145 | 0.33235 | 2.8937 | 0.00018603 | 0.002511% | 0.4999% | 1.2555e-07 |  |  |  | 0.51 | 0.46145 | 0.33235 | 2.8937 | 0.000224 | 0.006048% | 0.4999% | 3.0235e-07 |  |  | 0.51 | 0.46145 | 0.33235 | 2.8937 | 0.00024454 | 0.0132% | 0.4999% | 6.6012e-07 |  |  | 0.51
[5 empty] | 0.515 | 0.47649 | 0.33222 | 2.9957 | 0.00019259 | 0.0026% | 0.4999% | 1.2997e-07 |  |  |  | 0.515 | 0.47649 | 0.33222 | 2.9957 | 0.0002319 | 0.006261% | 0.4999% | 3.1299e-07 |  |  | 0.515 | 0.47649 | 0.33222 | 2.9957 | 0.00025316 | 0.01367% | 0.4999% | 6.8334e-07 |  |  | 0.515
[5 empty] | 0.52 | 0.49155 | 0.33203 | 3.1013 | 0.00019939 | 0.002692% | 0.4999% | 1.3454e-07 |  |  |  | 0.52 | 0.49155 | 0.33203 | 3.1013 | 0.00024008 | 0.006482% | 0.4999% | 3.24e-07 |  |  | 0.52 | 0.49155 | 0.33203 | 3.1013 | 0.00026209 | 0.01415% | 0.4999% | 7.0738e-07 |  |  | 0.52
[5 empty] | 0.525 | 0.50661 | 0.3318 | 3.2108 | 0.00020642 | 0.002787% | 0.4998% | 1.3928e-07 |  |  |  | 0.525 | 0.50661 | 0.3318 | 3.2108 | 0.00024855 | 0.006711% | 0.4998% | 3.3541e-07 |  |  | 0.525 | 0.50661 | 0.3318 | 3.2108 | 0.00027134 | 0.01465% | 0.4998% | 7.3229e-07 |  |  | 0.525
[5 empty] | 0.53 | 0.52169 | 0.33151 | 3.3242 | 0.00021371 | 0.002885% | 0.4998% | 1.4419e-07 |  |  |  | 0.53 | 0.52169 | 0.33151 | 3.3242 | 0.00025733 | 0.006948% | 0.4998% | 3.4723e-07 |  |  | 0.53 | 0.52169 | 0.33151 | 3.3242 | 0.00028092 | 0.01517% | 0.4998% | 7.5809e-07 |  |  | 0.53
[5 empty] | 0.535 | 0.53678 | 0.33117 | 3.4417 | 0.00022127 | 0.002987% | 0.4997% | 1.4928e-07 |  |  |  | 0.535 | 0.53678 | 0.33117 | 3.4417 | 0.00026643 | 0.007193% | 0.4997% | 3.5948e-07 |  |  | 0.535 | 0.53678 | 0.33117 | 3.4417 | 0.00029085 | 0.0157% | 0.4997% | 7.8483e-07 |  |  | 0.535
[5 empty] | 0.54 | 0.55188 | 0.33078 | 3.5636 | 0.0002291 | 0.003093% | 0.4997% | 1.5455e-07 |  |  |  | 0.54 | 0.55188 | 0.33078 | 3.5636 | 0.00027586 | 0.007448% | 0.4997% | 3.7217e-07 |  |  | 0.54 | 0.55188 | 0.33078 | 3.5636 | 0.00030115 | 0.01626% | 0.4997% | 8.1255e-07 |  |  | 0.54
[5 empty] | 0.545 | 0.56701 | 0.33033 | 3.6899 | 0.00023722 | 0.003202% | 0.4997% | 1.6001e-07 |  |  |  | 0.545 | 0.56701 | 0.33033 | 3.6899 | 0.00028564 | 0.007712% | 0.4997% | 3.8533e-07 |  |  | 0.545 | 0.56701 | 0.33033 | 3.6899 | 0.00031182 | 0.01684% | 0.4997% | 8.4127e-07 |  |  | 0.545
[5 empty] | 0.55 | 0.58216 | 0.32984 | 3.8208 | 0.00024564 | 0.003316% | 0.4996% | 1.6568e-07 |  |  |  | 0.55 | 0.58216 | 0.32984 | 3.8208 | 0.00029578 | 0.007986% | 0.4996% | 3.9897e-07 |  |  | 0.55 | 0.58216 | 0.32984 | 3.8208 | 0.00032289 | 0.01743% | 0.4996% | 8.7106e-07 |  |  | 0.55
[5 empty] | 0.555 | 0.59733 | 0.32929 | 3.9567 | 0.00025437 | 0.003434% | 0.4996% | 1.7155e-07 |  |  |  | 0.555 | 0.59733 | 0.32929 | 3.9567 | 0.00030629 | 0.00827% | 0.4996% | 4.1312e-07 |  |  | 0.555 | 0.59733 | 0.32929 | 3.9567 | 0.00033437 | 0.01805% | 0.4996% | 9.0195e-07 |  |  | 0.555
[5 empty] | 0.56 | 0.61253 | 0.32868 | 4.0976 | 0.00026343 | 0.003556% | 0.4995% | 1.7765e-07 |  |  |  | 0.56 | 0.61253 | 0.32868 | 4.0976 | 0.0003172 | 0.008564% | 0.4995% | 4.278e-07 |  |  | 0.56 | 0.61253 | 0.32868 | 4.0976 | 0.00034628 | 0.0187% | 0.4995% | 9.3399e-07 |  |  | 0.56
[5 empty] | 0.565 | 0.62775 | 0.32803 | 4.2438 | 0.00027283 | 0.003683% | 0.4995% | 1.8397e-07 |  |  |  | 0.565 | 0.62775 | 0.32803 | 4.2438 | 0.00032852 | 0.00887% | 0.4995% | 4.4303e-07 |  |  | 0.565 | 0.62775 | 0.32803 | 4.2438 | 0.00035863 | 0.01936% | 0.4995% | 9.6724e-07 |  |  | 0.565
[5 empty] | 0.57 | 0.64301 | 0.32732 | 4.3955 | 0.00028259 | 0.003815% | 0.4995% | 1.9054e-07 |  |  |  | 0.57 | 0.64301 | 0.32732 | 4.3955 | 0.00034027 | 0.009187% | 0.4995% | 4.5883e-07 |  |  | 0.57 | 0.64301 | 0.32732 | 4.3955 | 0.00037146 | 0.02006% | 0.4995% | 1.0017e-06 |  |  | 0.57
[5 empty] | 0.575 | 0.65831 | 0.32656 | 4.5531 | 0.00029272 | 0.003952% | 0.4994% | 1.9735e-07 |  |  |  | 0.575 | 0.65831 | 0.32656 | 4.5531 | 0.00035246 | 0.009516% | 0.4994% | 4.7524e-07 |  |  | 0.575 | 0.65831 | 0.32656 | 4.5531 | 0.00038477 | 0.02078% | 0.4994% | 1.0376e-06 |  |  | 0.575
[5 empty] | 0.58 | 0.67364 | 0.32574 | 4.7167 | 0.00030324 | 0.004094% | 0.4994% | 2.0442e-07 |  |  |  | 0.58 | 0.67364 | 0.32574 | 4.7167 | 0.00036512 | 0.009858% | 0.4994% | 4.9227e-07 |  |  | 0.58 | 0.67364 | 0.32574 | 4.7167 | 0.0003986 | 0.02152% | 0.4994% | 1.0747e-06 |  |  | 0.58
[5 empty] | 0.585 | 0.68901 | 0.32488 | 4.8866 | 0.00031416 | 0.004241% | 0.4993% | 2.1177e-07 |  |  |  | 0.585 | 0.68901 | 0.32488 | 4.8866 | 0.00037828 | 0.01021% | 0.4993% | 5.0996e-07 |  |  | 0.585 | 0.68901 | 0.32488 | 4.8866 | 0.00041296 | 0.0223% | 0.4993% | 1.1134e-06 |  |  | 0.585
[5 empty] | 0.59 | 0.70442 | 0.32396 | 5.0631 | 0.00032551 | 0.004394% | 0.4993% | 2.194e-07 |  |  |  | 0.59 | 0.70442 | 0.32396 | 5.0631 | 0.00039194 | 0.01058% | 0.4993% | 5.2834e-07 |  |  | 0.59 | 0.70442 | 0.32396 | 5.0631 | 0.00042787 | 0.0231% | 0.4993% | 1.1535e-06 |  |  | 0.59
[5 empty] | 0.595 | 0.71988 | 0.32298 | 5.2466 | 0.0003373 | 0.004553% | 0.4992% | 2.2733e-07 |  |  |  | 0.595 | 0.71988 | 0.32298 | 5.2466 | 0.00040614 | 0.01097% | 0.4992% | 5.4743e-07 |  |  | 0.595 | 0.71988 | 0.32298 | 5.2466 | 0.00044338 | 0.02394% | 0.4992% | 1.1952e-06 |  |  | 0.595
[5 empty] | 0.6 | 0.73538 | 0.32195 | 5.4373 | 0.00034956 | 0.004719% | 0.4992% | 2.3557e-07 |  |  |  | 0.6 | 0.73538 | 0.32195 | 5.4373 | 0.00042091 | 0.01136% | 0.4992% | 5.6728e-07 |  |  | 0.6 | 0.73538 | 0.32195 | 5.4373 | 0.00045949 | 0.02481% | 0.4992% | 1.2385e-06 |  |  | 0.6
[5 empty] | 0.605 | 0.75094 | 0.32087 | 5.6356 | 0.00036231 | 0.004891% | 0.4992% | 2.4414e-07 |  |  |  | 0.605 | 0.75094 | 0.32087 | 5.6356 | 0.00043626 | 0.01178% | 0.4992% | 5.8791e-07 |  |  | 0.605 | 0.75094 | 0.32087 | 5.6356 | 0.00047625 | 0.02571% | 0.4992% | 1.2835e-06 |  |  | 0.605
[5 empty] | 0.61 | 0.76655 | 0.31973 | 5.8418 | 0.00037557 | 0.00507% | 0.4991% | 2.5305e-07 |  |  |  | 0.61 | 0.76655 | 0.31973 | 5.8418 | 0.00045222 | 0.01221% | 0.4991% | 6.0937e-07 |  |  | 0.61 | 0.76655 | 0.31973 | 5.8418 | 0.00049368 | 0.02666% | 0.4991% | 1.3304e-06 |  |  | 0.61
[5 empty] | 0.615 | 0.78221 | 0.31854 | 6.0564 | 0.00038937 | 0.005256% | 0.4991% | 2.6232e-07 |  |  |  | 0.615 | 0.78221 | 0.31854 | 6.0564 | 0.00046883 | 0.01266% | 0.4991% | 6.317e-07 |  |  | 0.615 | 0.78221 | 0.31854 | 6.0564 | 0.00051181 | 0.02763% | 0.4991% | 1.3791e-06 |  |  | 0.615
[5 empty] | 0.62 | 0.79794 | 0.3173 | 6.2797 | 0.00040373 | 0.00545% | 0.499% | 2.7197e-07 |  |  |  | 0.62 | 0.79794 | 0.3173 | 6.2797 | 0.00048612 | 0.01312% | 0.499% | 6.5493e-07 |  |  | 0.62 | 0.79794 | 0.3173 | 6.2797 | 0.00053069 | 0.02865% | 0.499% | 1.4298e-06 |  |  | 0.62
[5 empty] | 0.625 | 0.81373 | 0.316 | 6.5122 | 0.00041867 | 0.005652% | 0.499% | 2.8201e-07 |  |  |  | 0.625 | 0.81373 | 0.316 | 6.5122 | 0.00050412 | 0.01361% | 0.499% | 6.7911e-07 |  |  | 0.625 | 0.81373 | 0.316 | 6.5122 | 0.00055034 | 0.02971% | 0.499% | 1.4826e-06 |  |  | 0.625
[5 empty] | 0.63 | 0.82959 | 0.31464 | 6.7544 | 0.00043424 | 0.005862% | 0.4989% | 2.9247e-07 |  |  |  | 0.63 | 0.82959 | 0.31464 | 6.7544 | 0.00052287 | 0.01412% | 0.4989% | 7.043e-07 |  |  | 0.63 | 0.82959 | 0.31464 | 6.7544 | 0.0005708 | 0.03082% | 0.4989% | 1.5376e-06 |  |  | 0.63
[5 empty] | 0.635 | 0.84551 | 0.31323 | 7.0067 | 0.00045046 | 0.006081% | 0.4989% | 3.0337e-07 |  |  |  | 0.635 | 0.84551 | 0.31323 | 7.0067 | 0.0005424 | 0.01464% | 0.4989% | 7.3053e-07 |  |  | 0.635 | 0.84551 | 0.31323 | 7.0067 | 0.00059212 | 0.03197% | 0.4989% | 1.5949e-06 |  |  | 0.635
[5 empty] | 0.64 | 0.86151 | 0.31176 | 7.2697 | 0.00046737 | 0.006309% | 0.4988% | 3.1472e-07 |  |  |  | 0.64 | 0.86151 | 0.31176 | 7.2697 | 0.00056275 | 0.01519% | 0.4988% | 7.5787e-07 |  |  | 0.64 | 0.86151 | 0.31176 | 7.2697 | 0.00061434 | 0.03317% | 0.4988% | 1.6545e-06 |  |  | 0.64
[5 empty] | 0.645 | 0.87759 | 0.31024 | 7.5438 | 0.00048499 | 0.006547% | 0.4988% | 3.2656e-07 |  |  |  | 0.645 | 0.87759 | 0.31024 | 7.5438 | 0.00058398 | 0.01577% | 0.4988% | 7.8637e-07 |  |  | 0.645 | 0.87759 | 0.31024 | 7.5438 | 0.00063751 | 0.03442% | 0.4988% | 1.7168e-06 |  |  | 0.645
[5 empty] | 0.65 | 0.89375 | 0.30867 | 7.8298 | 0.00050338 | 0.006795% | 0.4987% | 3.389e-07 |  |  |  | 0.65 | 0.89375 | 0.30867 | 7.8298 | 0.00060611 | 0.01636% | 0.4987% | 8.1609e-07 |  |  | 0.65 | 0.89375 | 0.30867 | 7.8298 | 0.00066168 | 0.03572% | 0.4987% | 1.7816e-06 |  |  | 0.65
[5 empty] | 0.655 | 0.90999 | 0.30703 | 8.1281 | 0.00052256 | 0.007054% | 0.4987% | 3.5177e-07 |  |  |  | 0.655 | 0.90999 | 0.30703 | 8.1281 | 0.00062921 | 0.01699% | 0.4987% | 8.4709e-07 |  |  | 0.655 | 0.90999 | 0.30703 | 8.1281 | 0.00068689 | 0.03709% | 0.4987% | 1.8493e-06 |  |  | 0.655
[5 empty] | 0.66 | 0.92632 | 0.30534 | 8.4396 | 0.00054258 | 0.007325% | 0.4986% | 3.6521e-07 |  |  |  | 0.66 | 0.92632 | 0.30534 | 8.4396 | 0.00065332 | 0.01764% | 0.4986% | 8.7946e-07 |  |  | 0.66 | 0.92632 | 0.30534 | 8.4396 | 0.00071321 | 0.03851% | 0.4986% | 1.92e-06 |  |  | 0.66
[5 empty] | 0.665 | 0.94274 | 0.30359 | 8.7648 | 0.00056349 | 0.007607% | 0.4986% | 3.7925e-07 |  |  |  | 0.665 | 0.94274 | 0.30359 | 8.7648 | 0.00067849 | 0.01832% | 0.4986% | 9.1324e-07 |  |  | 0.665 | 0.94274 | 0.30359 | 8.7648 | 0.00074069 | 0.03999% | 0.4986% | 1.9937e-06 |  |  | 0.665
[5 empty] | 0.67 | 0.95926 | 0.30179 | 9.1046 | 0.00058534 | 0.007902% | 0.4985% | 3.939e-07 |  |  |  | 0.67 | 0.95926 | 0.30179 | 9.1046 | 0.0007048 | 0.01903% | 0.4985% | 9.4854e-07 |  |  | 0.67 | 0.95926 | 0.30179 | 9.1046 | 0.00076941 | 0.04154% | 0.4985% | 2.0708e-06 |  |  | 0.67
[5 empty] | 0.675 | 0.97588 | 0.29993 | 9.4597 | 0.00060817 | 0.00821% | 0.4984% | 4.0922e-07 |  |  |  | 0.675 | 0.97588 | 0.29993 | 9.4597 | 0.00073229 | 0.01977% | 0.4984% | 9.8542e-07 |  |  | 0.675 | 0.97588 | 0.29993 | 9.4597 | 0.00079942 | 0.04316% | 0.4984% | 2.1513e-06 |  |  | 0.675
[5 empty] | 0.68 | 0.9926 | 0.29801 | 9.8311 | 0.00063204 | 0.008532% | 0.4984% | 4.2524e-07 |  |  |  | 0.68 | 0.9926 | 0.29801 | 9.8311 | 0.00076104 | 0.02055% | 0.4984% | 1.024e-06 |  |  | 0.68 | 0.9926 | 0.29801 | 9.8311 | 0.00083081 | 0.04485% | 0.4984% | 2.2354e-06 |  |  | 0.68
[5 empty] | 0.685 | 1.0094 | 0.29603 | 10.2196 | 0.00065702 | 0.008869% | 0.4983% | 4.4199e-07 |  |  |  | 0.685 | 1.0094 | 0.29603 | 10.2196 | 0.00079112 | 0.02136% | 0.4983% | 1.0643e-06 |  |  | 0.685 | 1.0094 | 0.29603 | 10.2196 | 0.00086364 | 0.04663% | 0.4983% | 2.3235e-06 |  |  | 0.685
[5 empty] | 0.69 | 1.0264 | 0.29399 | 10.6264 | 0.00068317 | 0.009222% | 0.4983% | 4.5952e-07 |  |  |  | 0.69 | 1.0264 | 0.29399 | 10.6264 | 0.0008226 | 0.02221% | 0.4983% | 1.1065e-06 |  |  | 0.69 | 1.0264 | 0.29399 | 10.6264 | 0.00089801 | 0.04848% | 0.4983% | 2.4156e-06 |  |  | 0.69
[5 empty] | 0.695 | 1.0435 | 0.2919 | 11.0523 | 0.00071055 | 0.009592% | 0.4982% | 4.7788e-07 |  |  |  | 0.695 | 1.0435 | 0.2919 | 11.0523 | 0.00085557 | 0.0231% | 0.4982% | 1.1507e-06 |  |  | 0.695 | 1.0435 | 0.2919 | 11.0523 | 0.00093401 | 0.05042% | 0.4982% | 2.5121e-06 |  |  | 0.695
[5 empty] | 0.7 | 1.0606 | 0.28974 | 11.4986 | 0.00073925 | 0.009979% | 0.4981% | 4.9711e-07 |  |  |  | 0.7 | 1.0606 | 0.28974 | 11.4986 | 0.00089012 | 0.02403% | 0.4981% | 1.1971e-06 |  |  | 0.7 | 1.0606 | 0.28974 | 11.4986 | 0.00097172 | 0.05246% | 0.4981% | 2.6132e-06 |  |  | 0.7
[5 empty] | 0.705 | 1.078 | 0.28753 | 11.9665 | 0.00076933 | 0.01039% | 0.4981% | 5.1727e-07 |  |  |  | 0.705 | 1.078 | 0.28753 | 11.9665 | 0.00092634 | 0.02501% | 0.4981% | 1.2456e-06 |  |  | 0.705 | 1.078 | 0.28753 | 11.9665 | 0.0010113 | 0.05459% | 0.4981% | 2.7192e-06 |  |  | 0.705
[5 empty] | 0.71 | 1.0954 | 0.28525 | 12.4573 | 0.00080089 | 0.01081% | 0.498% | 5.3841e-07 |  |  |  | 0.71 | 1.0954 | 0.28525 | 12.4573 | 0.00096434 | 0.02603% | 0.498% | 1.2965e-06 |  |  | 0.71 | 1.0954 | 0.28525 | 12.4573 | 0.0010527 | 0.05683% | 0.498% | 2.8303e-06 |  |  | 0.71
[5 empty] | 0.715 | 1.113 | 0.28292 | 12.9726 | 0.00083401 | 0.01126% | 0.4979% | 5.606e-07 |  |  |  | 0.715 | 1.113 | 0.28292 | 12.9726 | 0.0010042 | 0.02711% | 0.4979% | 1.3499e-06 |  |  | 0.715 | 1.113 | 0.28292 | 12.9726 | 0.0010963 | 0.05918% | 0.4979% | 2.9469e-06 |  |  | 0.715
[5 empty] | 0.72 | 1.1308 | 0.28052 | 13.5137 | 0.0008688 | 0.01173% | 0.4979% | 5.839e-07 |  |  |  | 0.72 | 1.1308 | 0.28052 | 13.5137 | 0.0010461 | 0.02824% | 0.4979% | 1.406e-06 |  |  | 0.72 | 1.1308 | 0.28052 | 13.5137 | 0.001142 | 0.06165% | 0.4979% | 3.0693e-06 |  |  | 0.72
[5 empty] | 0.725 | 1.1487 | 0.27806 | 14.0824 | 0.00090536 | 0.01222% | 0.4978% | 6.0838e-07 |  |  |  | 0.725 | 1.1487 | 0.27806 | 14.0824 | 0.0010901 | 0.02943% | 0.4978% | 1.465e-06 |  |  | 0.725 | 1.1487 | 0.27806 | 14.0824 | 0.0011901 | 0.06424% | 0.4978% | 3.198e-06 |  |  | 0.725
[5 empty] | 0.73 | 1.1667 | 0.27554 | 14.6804 | 0.00094381 | 0.01274% | 0.4977% | 6.3412e-07 |  |  |  | 0.73 | 1.1667 | 0.27554 | 14.6804 | 0.0011364 | 0.03068% | 0.4977% | 1.5269e-06 |  |  | 0.73 | 1.1667 | 0.27554 | 14.6804 | 0.0012406 | 0.06697% | 0.4977% | 3.3332e-06 |  |  | 0.73
[5 empty] | 0.735 | 1.185 | 0.27295 | 15.3099 | 0.00098427 | 0.01329% | 0.4976% | 6.612e-07 |  |  |  | 0.735 | 1.185 | 0.27295 | 15.3099 | 0.0011852 | 0.03199% | 0.4976% | 1.5921e-06 |  |  | 0.735 | 1.185 | 0.27295 | 15.3099 | 0.0012938 | 0.06984% | 0.4976% | 3.4756e-06 |  |  | 0.735
[5 empty] | 0.74 | 1.2034 | 0.2703 | 15.9727 | 0.0010269 | 0.01386% | 0.4976% | 6.8972e-07 |  |  |  | 0.74 | 1.2034 | 0.2703 | 15.9727 | 0.0012365 | 0.03338% | 0.4976% | 1.6608e-06 |  |  | 0.74 | 1.2034 | 0.2703 | 15.9727 | 0.0013498 | 0.07286% | 0.4976% | 3.6254e-06 |  |  | 0.74
[5 empty] | 0.745 | 1.222 | 0.26759 | 16.6713 | 0.0010718 | 0.01447% | 0.4975% | 7.1976e-07 |  |  |  | 0.745 | 1.222 | 0.26759 | 16.6713 | 0.0012905 | 0.03484% | 0.4975% | 1.7331e-06 |  |  | 0.745 | 1.222 | 0.26759 | 16.6713 | 0.0014089 | 0.07605% | 0.4975% | 3.7832e-06 |  |  | 0.745
[5 empty] | 0.75 | 1.2408 | 0.26481 | 17.4081 | 0.0011192 | 0.01511% | 0.4974% | 7.5143e-07 |  |  |  | 0.75 | 1.2408 | 0.26481 | 17.4081 | 0.0013476 | 0.03638% | 0.4974% | 1.8094e-06 |  |  | 0.75 | 1.2408 | 0.26481 | 17.4081 | 0.0014711 | 0.07941% | 0.4974% | 3.9497e-06 |  |  | 0.75
[5 empty] | 0.755 | 1.2597 | 0.26197 | 18.1859 | 0.0011692 | 0.01578% | 0.4973% | 7.8486e-07 |  |  |  | 0.755 | 1.2597 | 0.26197 | 18.1859 | 0.0014078 | 0.038% | 0.4973% | 1.8899e-06 |  |  | 0.755 | 1.2597 | 0.26197 | 18.1859 | 0.0015369 | 0.08296% | 0.4973% | 4.1253e-06 |  |  | 0.755
[5 empty] | 0.76 | 1.2789 | 0.25906 | 19.0076 | 0.001222 | 0.0165% | 0.4972% | 8.2017e-07 |  |  |  | 0.76 | 1.2789 | 0.25906 | 19.0076 | 0.0014714 | 0.03972% | 0.4972% | 1.9749e-06 |  |  | 0.76 | 1.2789 | 0.25906 | 19.0076 | 0.0016063 | 0.0867% | 0.4972% | 4.3109e-06 |  |  | 0.76
[5 empty] | 0.765 | 1.2983 | 0.25608 | 19.8764 | 0.0012779 | 0.01725% | 0.4971% | 8.5749e-07 |  |  |  | 0.765 | 1.2983 | 0.25608 | 19.8764 | 0.0015387 | 0.04154% | 0.4971% | 2.0647e-06 |  |  | 0.765 | 1.2983 | 0.25608 | 19.8764 | 0.0016797 | 0.09066% | 0.4971% | 4.5069e-06 |  |  | 0.765
[5 empty] | 0.77 | 1.318 | 0.25304 | 20.796 | 0.001337 | 0.01805% | 0.497% | 8.9698e-07 |  |  |  | 0.77 | 1.318 | 0.25304 | 20.796 | 0.0016098 | 0.04346% | 0.497% | 2.1598e-06 |  |  | 0.77 | 1.318 | 0.25304 | 20.796 | 0.0017574 | 0.09486% | 0.497% | 4.7144e-06 |  |  | 0.77
[5 empty] | 0.775 | 1.3379 | 0.24993 | 21.7702 | 0.0013996 | 0.01889% | 0.4969% | 9.3879e-07 |  |  |  | 0.775 | 1.3379 | 0.24993 | 21.7702 | 0.0016853 | 0.04549% | 0.4969% | 2.2605e-06 |  |  | 0.775 | 1.3379 | 0.24993 | 21.7702 | 0.0018398 | 0.0993% | 0.4969% | 4.9341e-06 |  |  | 0.775
[5 empty] | 0.78 | 1.358 | 0.24674 | 22.8032 | 0.001466 | 0.01979% | 0.4968% | 9.8312e-07 |  |  |  | 0.78 | 1.358 | 0.24674 | 22.8032 | 0.0017652 | 0.04765% | 0.4968% | 2.3672e-06 |  |  | 0.78 | 1.358 | 0.24674 | 22.8032 | 0.0019271 | 0.104% | 0.4968% | 5.167e-06 |  |  | 0.78
[5 empty] | 0.785 | 1.3784 | 0.24349 | 23.8998 | 0.0015365 | 0.02074% | 0.4967% | 1.0302e-06 |  |  |  | 0.785 | 1.3784 | 0.24349 | 23.8998 | 0.0018501 | 0.04994% | 0.4967% | 2.4804e-06 |  |  | 0.785 | 1.3784 | 0.24349 | 23.8998 | 0.0020197 | 0.109% | 0.4967% | 5.4141e-06 |  |  | 0.785
[5 empty] | 0.79 | 1.3991 | 0.24017 | 25.0651 | 0.0016114 | 0.02175% | 0.4966% | 1.0801e-06 |  |  |  | 0.79 | 1.3991 | 0.24017 | 25.0651 | 0.0019403 | 0.05238% | 0.4966% | 2.6007e-06 |  |  | 0.79 | 1.3991 | 0.24017 | 25.0651 | 0.0021182 | 0.1143% | 0.4966% | 5.6765e-06 |  |  | 0.79
[5 empty] | 0.795 | 1.42 | 0.23677 | 26.3049 | 0.0016911 | 0.02283% | 0.4964% | 1.1333e-06 |  |  |  | 0.795 | 1.42 | 0.23677 | 26.3049 | 0.0020363 | 0.05496% | 0.4964% | 2.7286e-06 |  |  | 0.795 | 1.42 | 0.23677 | 26.3049 | 0.002223 | 0.12% | 0.4964% | 5.9557e-06 |  |  | 0.795
[5 empty] | 0.8 | 1.4413 | 0.2333 | 27.6254 | 0.001776 | 0.02397% | 0.4963% | 1.1898e-06 |  |  |  | 0.8 | 1.4413 | 0.2333 | 27.6254 | 0.0021385 | 0.05772% | 0.4963% | 2.8648e-06 |  |  | 0.8 | 1.4413 | 0.2333 | 27.6254 | 0.0023346 | 0.126% | 0.4963% | 6.2528e-06 |  |  | 0.8
[5 empty] | 0.805 | 1.4629 | 0.22976 | 29.0338 | 0.0018666 | 0.0252% | 0.4962% | 1.2501e-06 |  |  |  | 0.805 | 1.4629 | 0.22976 | 29.0338 | 0.0022476 | 0.06067% | 0.4962% | 3.01e-06 |  |  | 0.805 | 1.4629 | 0.22976 | 29.0338 | 0.0024536 | 0.1324% | 0.4962% | 6.5696e-06 |  |  | 0.805
[5 empty] | 0.81 | 1.4848 | 0.22614 | 30.5379 | 0.0019633 | 0.0265% | 0.496% | 1.3145e-06 |  |  |  | 0.81 | 1.4848 | 0.22614 | 30.5379 | 0.002364 | 0.06381% | 0.496% | 3.165e-06 |  |  | 0.81 | 1.4848 | 0.22614 | 30.5379 | 0.0025807 | 0.1393% | 0.496% | 6.9077e-06 |  |  | 0.81
[5 empty] | 0.815 | 1.5071 | 0.22244 | 32.1464 | 0.0020667 | 0.0279% | 0.4959% | 1.3833e-06 |  |  |  | 0.815 | 1.5071 | 0.22244 | 32.1464 | 0.0024885 | 0.06717% | 0.4959% | 3.3306e-06 |  |  | 0.815 | 1.5071 | 0.22244 | 32.1464 | 0.0027166 | 0.1466% | 0.4959% | 7.2691e-06 |  |  | 0.815
[5 empty] | 0.82 | 1.5298 | 0.21867 | 33.869 | 0.0021774 | 0.02939% | 0.4957% | 1.457e-06 |  |  |  | 0.82 | 1.5298 | 0.21867 | 33.869 | 0.0026218 | 0.07076% | 0.4957% | 3.5079e-06 |  |  | 0.82 | 1.5298 | 0.21867 | 33.869 | 0.0028622 | 0.1544% | 0.4957% | 7.6558e-06 |  |  | 0.82
[5 empty] | 0.825 | 1.5529 | 0.21481 | 35.7167 | 0.0022962 | 0.03099% | 0.4956% | 1.5359e-06 |  |  |  | 0.825 | 1.5529 | 0.21481 | 35.7167 | 0.0027649 | 0.07462% | 0.4956% | 3.698e-06 |  |  | 0.825 | 1.5529 | 0.21481 | 35.7167 | 0.0030183 | 0.1629% | 0.4956% | 8.0705e-06 |  |  | 0.825
[5 empty] | 0.83 | 1.5764 | 0.21088 | 37.7018 | 0.0024239 | 0.03272% | 0.4954% | 1.6207e-06 |  |  |  | 0.83 | 1.5764 | 0.21088 | 37.7018 | 0.0029185 | 0.07877% | 0.4954% | 3.9021e-06 |  |  | 0.83 | 1.5764 | 0.21088 | 37.7018 | 0.0031861 | 0.1719% | 0.4954% | 8.5156e-06 |  |  | 0.83
[5 empty] | 0.835 | 1.6003 | 0.20686 | 39.8383 | 0.0025612 | 0.03457% | 0.4952% | 1.7119e-06 |  |  |  | 0.835 | 1.6003 | 0.20686 | 39.8383 | 0.0030839 | 0.08323% | 0.4952% | 4.1216e-06 |  |  | 0.835 | 1.6003 | 0.20686 | 39.8383 | 0.0033667 | 0.1816% | 0.4952% | 8.9944e-06 |  |  | 0.835
[5 empty] | 0.84 | 1.6247 | 0.20276 | 42.1418 | 0.0027093 | 0.03657% | 0.495% | 1.8101e-06 |  |  |  | 0.84 | 1.6247 | 0.20276 | 42.1418 | 0.0032623 | 0.08804% | 0.495% | 4.358e-06 |  |  | 0.84 | 1.6247 | 0.20276 | 42.1418 | 0.0035613 | 0.1921% | 0.495% | 9.5101e-06 |  |  | 0.84
[5 empty] | 0.845 | 1.6496 | 0.19857 | 44.6303 | 0.0028693 | 0.03873% | 0.4948% | 1.9162e-06 |  |  |  | 0.845 | 1.6496 | 0.19857 | 44.6303 | 0.0034549 | 0.09324% | 0.4948% | 4.6133e-06 |  |  | 0.845 | 1.6496 | 0.19857 | 44.6303 | 0.0037716 | 0.2035% | 0.4948% | 1.0067e-05 |  |  | 0.845
[5 empty] | 0.85 | 1.6751 | 0.1943 | 47.3243 | 0.0030425 | 0.04107% | 0.4946% | 2.0309e-06 |  |  |  | 0.85 | 1.6751 | 0.1943 | 47.3243 | 0.0036634 | 0.09886% | 0.4946% | 4.8894e-06 |  |  | 0.85 | 1.6751 | 0.1943 | 47.3243 | 0.0039993 | 0.2157% | 0.4946% | 1.0669e-05 |  |  | 0.85
[5 empty] | 0.855 | 1.7011 | 0.18994 | 50.247 | 0.0032304 | 0.0436% | 0.4943% | 2.1553e-06 |  |  |  | 0.855 | 1.7011 | 0.18994 | 50.247 | 0.0038897 | 0.105% | 0.4943% | 5.1887e-06 |  |  | 0.855 | 1.7011 | 0.18994 | 50.247 | 0.0042463 | 0.229% | 0.4943% | 1.1322e-05 |  |  | 0.855
[5 empty] | 0.86 | 1.7277 | 0.18548 | 53.4253 | 0.0034347 | 0.04636% | 0.4941% | 2.2904e-06 |  |  |  | 0.86 | 1.7277 | 0.18548 | 53.4253 | 0.0041357 | 0.1116% | 0.4941% | 5.5139e-06 |  |  | 0.86 | 1.7277 | 0.18548 | 53.4253 | 0.0045149 | 0.2435% | 0.4941% | 1.2031e-05 |  |  | 0.86
[5 empty] | 0.865 | 1.755 | 0.18093 | 56.8904 | 0.0036575 | 0.04936% | 0.4938% | 2.4376e-06 |  |  |  | 0.865 | 1.755 | 0.18093 | 56.8904 | 0.004404 | 0.1188% | 0.4938% | 5.8681e-06 |  |  | 0.865 | 1.755 | 0.18093 | 56.8904 | 0.0048077 | 0.2593% | 0.4938% | 1.2803e-05 |  |  | 0.865
[5 empty] | 0.87 | 1.783 | 0.17629 | 60.6783 | 0.003901 | 0.05265% | 0.4935% | 2.5983e-06 |  |  |  | 0.87 | 1.783 | 0.17629 | 60.6783 | 0.0046972 | 0.1267% | 0.4935% | 6.2549e-06 |  |  | 0.87 | 1.783 | 0.17629 | 60.6783 | 0.0051278 | 0.2765% | 0.4935% | 1.3646e-05 |  |  | 0.87
[5 empty] | 0.875 | 1.8118 | 0.17154 | 64.831 | 0.004168 | 0.05625% | 0.4932% | 2.7743e-06 |  |  |  | 0.875 | 1.8118 | 0.17154 | 64.831 | 0.0050187 | 0.1354% | 0.4932% | 6.6784e-06 |  |  | 0.875 | 1.8118 | 0.17154 | 64.831 | 0.0054787 | 0.2954% | 0.4932% | 1.457e-05 |  |  | 0.875
[5 empty] | 0.88 | 1.8413 | 0.1667 | 69.3982 | 0.0044616 | 0.06021% | 0.4928% | 2.9676e-06 |  |  |  | 0.88 | 1.8413 | 0.1667 | 69.3982 | 0.0053722 | 0.1449% | 0.4928% | 7.1436e-06 |  |  | 0.88 | 1.8413 | 0.1667 | 69.3982 | 0.0058647 | 0.3162% | 0.4928% | 1.5584e-05 |  |  | 0.88
[5 empty] | 0.885 | 1.8718 | 0.16175 | 74.4379 | 0.0047856 | 0.06459% | 0.4925% | 3.1807e-06 |  |  |  | 0.885 | 1.8718 | 0.16175 | 74.4379 | 0.0057623 | 0.1555% | 0.4925% | 7.6562e-06 |  |  | 0.885 | 1.8718 | 0.16175 | 74.4379 | 0.0062906 | 0.3391% | 0.4925% | 1.6701e-05 |  |  | 0.885
[5 empty] | 0.89 | 1.9032 | 0.1567 | 80.0198 | 0.0051445 | 0.06943% | 0.4921% | 3.4163e-06 |  |  |  | 0.89 | 1.9032 | 0.1567 | 80.0198 | 0.0061944 | 0.1671% | 0.4921% | 8.2231e-06 |  |  | 0.89 | 1.9032 | 0.1567 | 80.0198 | 0.0067623 | 0.3645% | 0.4921% | 1.7936e-05 |  |  | 0.89
[5 empty] | 0.895 | 1.9356 | 0.15153 | 86.2268 | 0.0055435 | 0.07481% | 0.4916% | 3.6779e-06 |  |  |  | 0.895 | 1.9356 | 0.15153 | 86.2268 | 0.0066749 | 0.1801% | 0.4916% | 8.8524e-06 |  |  | 0.895 | 1.9356 | 0.15153 | 86.2268 | 0.0072869 | 0.3927% | 0.4916% | 1.9307e-05 |  |  | 0.895
[5 empty] | 0.9 | 1.9692 | 0.14625 | 93.1592 | 0.0059892 | 0.08082% | 0.4912% | 3.9696e-06 |  |  |  | 0.9 | 1.9692 | 0.14625 | 93.1592 | 0.0072116 | 0.1945% | 0.4912% | 9.554e-06 |  |  | 0.9 | 1.9692 | 0.14625 | 93.1592 | 0.0078727 | 0.4242% | 0.4912% | 2.0836e-05 |  |  | 0.9
[5 empty] | 0.905 | 2.0041 | 0.14085 | 100.9389 | 0.0064894 | 0.08757% | 0.4906% | 4.2963e-06 |  |  |  | 0.905 | 2.0041 | 0.14085 | 100.9389 | 0.0078138 | 0.2108% | 0.4906% | 1.034e-05 |  |  | 0.905 | 2.0041 | 0.14085 | 100.9389 | 0.0085301 | 0.4596% | 0.4906% | 2.2547e-05 |  |  | 0.905
[5 empty] | 0.91 | 2.0403 | 0.13533 | 109.716 | 0.0070537 | 0.09518% | 0.49% | 4.6641e-06 |  |  |  | 0.91 | 2.0403 | 0.13533 | 109.716 | 0.0084933 | 0.2291% | 0.49% | 1.1224e-05 |  |  | 0.91 | 2.0403 | 0.13533 | 109.716 | 0.0092719 | 0.4994% | 0.49% | 2.4474e-05 |  |  | 0.91
[5 empty] | 0.915 | 2.078 | 0.12967 | 119.6763 | 0.007694 | 0.1038% | 0.4894% | 5.0804e-06 |  |  |  | 0.915 | 2.078 | 0.12967 | 119.6763 | 0.0092643 | 0.2498% | 0.4894% | 1.2226e-05 |  |  | 0.915 | 2.078 | 0.12967 | 119.6763 | 0.010114 | 0.5446% | 0.4894% | 2.6653e-05 |  |  | 0.915
[5 empty] | 0.92 | 2.1174 | 0.12389 | 131.0538 | 0.0084255 | 0.1137% | 0.4886% | 5.5547e-06 |  |  |  | 0.92 | 2.1174 | 0.12389 | 131.0538 | 0.010145 | 0.2735% | 0.4886% | 1.3366e-05 |  |  | 0.92 | 2.1174 | 0.12389 | 131.0538 | 0.011075 | 0.5963% | 0.4886% | 2.9136e-05 |  |  | 0.92
[5 empty] | 0.925 | 2.1588 | 0.11796 | 144.1456 | 0.0092672 | 0.125% | 0.4878% | 6.0989e-06 |  |  |  | 0.925 | 2.1588 | 0.11796 | 144.1456 | 0.011159 | 0.3008% | 0.4878% | 1.4674e-05 |  |  | 0.925 | 2.1588 | 0.11796 | 144.1456 | 0.012181 | 0.6556% | 0.4878% | 3.1982e-05 |  |  | 0.925
[5 empty] | 0.93 | 2.2023 | 0.11189 | 159.3357 | 0.010244 | 0.1382% | 0.4868% | 6.728e-06 |  |  |  | 0.93 | 2.2023 | 0.11189 | 159.3357 | 0.012334 | 0.3325% | 0.4868% | 1.6187e-05 |  |  | 0.93 | 2.2023 | 0.11189 | 159.3357 | 0.013465 | 0.7245% | 0.4868% | 3.5271e-05 |  |  | 0.93
[5 empty] | 0.935 | 2.2483 | 0.10566 | 177.1275 | 0.011388 | 0.1536% | 0.4858% | 7.462e-06 |  |  |  | 0.935 | 2.2483 | 0.10566 | 177.1275 | 0.013712 | 0.3695% | 0.4858% | 1.795e-05 |  |  | 0.935 | 2.2483 | 0.10566 | 177.1275 | 0.014969 | 0.8051% | 0.4858% | 3.9106e-05 |  |  | 0.935
[5 empty] | 0.94 | 2.2971 | 0.099269 | 198.1947 | 0.012742 | 0.1719% | 0.4845% | 8.3269e-06 |  |  |  | 0.94 | 2.2971 | 0.099269 | 198.1947 | 0.015343 | 0.4134% | 0.4845% | 2.0029e-05 |  |  | 0.94 | 2.2971 | 0.099269 | 198.1947 | 0.016749 | 0.9004% | 0.4845% | 4.3622e-05 |  |  | 0.94
[5 empty] | 0.945 | 2.3492 | 0.092701 | 223.4578 | 0.014366 | 0.1938% | 0.483% | 9.3585e-06 |  |  |  | 0.945 | 2.3492 | 0.092701 | 223.4578 | 0.017298 | 0.466% | 0.483% | 2.2506e-05 |  |  | 0.945 | 2.3492 | 0.092701 | 223.4578 | 0.018884 | 1.015% | 0.483% | 4.9004e-05 |  |  | 0.945
[5 empty] | 0.95 | 2.4052 | 0.085946 | 254.2074 | 0.016343 | 0.2204% | 0.4812% | 1.0606e-05 |  |  |  | 0.95 | 2.4052 | 0.085946 | 254.2074 | 0.019679 | 0.5299% | 0.4812% | 2.5501e-05 |  |  | 0.95 | 2.4052 | 0.085946 | 254.2074 | 0.021483 | 1.153% | 0.4812% | 5.5504e-05 |  |  | 0.95
[5 empty] | 0.955 | 2.4658 | 0.078989 | 292.3082 | 0.018793 | 0.2534% | 0.4791% | 1.2139e-05 |  |  |  | 0.955 | 2.4658 | 0.078989 | 292.3082 | 0.022628 | 0.6091% | 0.4791% | 2.9181e-05 |  |  | 0.955 | 2.4658 | 0.078989 | 292.3082 | 0.024702 | 1.325% | 0.4791% | 6.3483e-05 |  |  | 0.955
[5 empty] | 0.96 | 2.5322 | 0.071811 | 340.5548 | 0.021894 | 0.2951% | 0.4764% | 1.4062e-05 |  |  |  | 0.96 | 2.5322 | 0.071811 | 340.5548 | 0.026363 | 0.7093% | 0.4764% | 3.3792e-05 |  |  | 0.96 | 2.5322 | 0.071811 | 340.5548 | 0.02878 | 1.542% | 0.4764% | 7.3471e-05 |  |  | 0.96
[5 empty] | 0.965 | 2.6057 | 0.064392 | 403.3263 | 0.02593 | 0.3494% | 0.4731% | 1.6532e-05 |  |  |  | 0.965 | 2.6057 | 0.064392 | 403.3263 | 0.031222 | 0.8395% | 0.4731% | 3.9713e-05 |  |  | 0.965 | 2.6057 | 0.064392 | 403.3263 | 0.034084 | 1.824% | 0.4731% | 8.6277e-05 |  |  | 0.965
[5 empty] | 0.97 | 2.6883 | 0.056702 | 487.8835 | 0.031366 | 0.4225% | 0.4687% | 1.9805e-05 |  |  |  | 0.97 | 2.6883 | 0.056702 | 487.8835 | 0.037768 | 1.015% | 0.4687% | 4.7551e-05 |  |  | 0.97 | 2.6883 | 0.056702 | 487.8835 | 0.04123 | 2.202% | 0.4687% | 0.0001032 |  |  | 0.97
[5 empty] | 0.975 | 2.7833 | 0.048704 | 607.1843 | 0.039036 | 0.5256% | 0.4627% | 2.432e-05 |  |  |  | 0.975 | 2.7833 | 0.048704 | 607.1843 | 0.047003 | 1.261% | 0.4627% | 5.8351e-05 |  |  | 0.975 | 2.7833 | 0.048704 | 607.1843 | 0.051312 | 2.733% | 0.4627% | 0.00012645 |  |  | 0.975
[5 empty] | 0.98 | 2.8959 | 0.040348 | 786.7966 | 0.050583 | 0.6805% | 0.4541% | 3.0903e-05 |  |  |  | 0.98 | 2.8959 | 0.040348 | 786.7966 | 0.060907 | 1.631% | 0.4541% | 7.4064e-05 |  |  | 0.98 | 2.8959 | 0.040348 | 786.7966 | 0.066491 | 3.527% | 0.4541% | 0.00016015 |  |  | 0.98
[5 empty] | 0.985 | 3.0355 | 0.031559 | 1085.1061 | 0.069762 | 0.9374% | 0.4406% | 4.1299e-05 |  |  |  | 0.985 | 3.0355 | 0.031559 | 1085.1061 | 0.084 | 2.242% | 0.4406% | 9.8801e-05 |  |  | 0.985 | 3.0355 | 0.031559 | 1085.1061 | 0.0917 | 4.831% | 0.4406% | 0.00021286 |  |  | 0.985
[5 empty] | 0.99 | 3.223 | 0.02221 | 1671.0183 | 0.10743 | 1.44% | 0.4165% | 5.9964e-05 |  |  |  | 0.99 | 3.223 | 0.02221 | 1671.0183 | 0.12936 | 3.432% | 0.4165% | 0.00014294 |  |  | 0.99 | 3.223 | 0.02221 | 1671.0183 | 0.14121 | 7.342% | 0.4165% | 0.00030577 |  |  | 0.99
[5 empty] | 0.995 | 3.5224 | 0.01205 | 3329.346 | 0.21404 | 2.848% | 0.3607% | 0.00010275 |  |  |  | 0.995 | 3.5224 | 0.01205 | 3329.346 | 0.25773 | 6.722% | 0.3607% | 0.0002425 |  |  | 0.995 | 3.5224 | 0.01205 | 3329.346 | 0.28136 | 14.1% | 0.3607% | 0.00050848 |  |  | 0.995

## 1. AIRC TEC
Airborne Infection Risk Calculator v3 Beta |  |  |  | AIRC |  | Mikszewski, Buonanno, Stabile, Pacitto, Morawska contact: alexander.mikszewski@hdr.qut.edu.au
Transitional Exposure Conditions
1. MODEL INPUT PARAMETERS |  |  |  |  | 4. INFECTIOUS OCCUPANTS AT TIME ZERO | [5 empty] | 6. MODEL RESULTS
Room Area | A | 212 | m2 |  |  |  | Infectious Occupants | 1 | persons |  | Susceptible Occupant A
Ceiling Height | h | 4 | m |  |  |  | Time of Exit | 30 | minutes |  |  | Modeled Exposure Time (minutes) | = | 30 | Yes
Room Volume | V | 848 | m3 |  | Standing, Speaking |  |  |  |  | Select |  | Probability of Infection (PI %) | = | 0.126% | No
Air Exchange Rate | AER | 5.36 | hr-1 | [8 empty] | Exposure Time for 0.1% PI (minutes) | = | 25
Particle Deposition Rate | k | 0.24 | hr-1 |  | 5. INFECTIOUS OCCUPANT A | [6 empty] | Exposure Time for 1.0% PI (minutes) | = | >30
Viral Inactivation Rate | λ | 0.63 | hr-1 |  |  |  | Include in Model? | Yes |  | Select |  | Max. Room Occupancy for Revent < 1 | = | 793
Total Viral Removal Rate | IVRR | 6.23 | hr-1 |  |  |  | Time of Entry | 240 | minutes
Initial Quanta Concentration | n0 | 0 | quanta/m3 |  |  |  | Time of Exit | 270 | minutes |  | Continuous Occupant
Total Time of Occupancy | t | 480 | minutes |  | Standing, Speaking |  |  |  |  | Select |  | Modeled Exposure Time (minutes) | = | 480
[12 empty] | Probability of Infection (PI %) | = | 0.3552%
2. SUSCEPTIBLE OCCUPANT ACTIVITY LEVELS |  |  |  |  | 6. SUSCEPTIBLE OCCUPANT A | [6 empty] | Exposure Time for 0.1% PI (minutes) | = | 25
Susceptible Occupant A | Standing |  |  | Select |  |  | Time of Entry | 0 | minutes |  |  | Exposure Time for 1.0% PI (minutes) | = | >480
Continuous Occupant | Standing |  |  | Select |  |  | Time of Exit | 30 | minutes |  |  | Max. Room Occupancy for Revent < 1 | = | 281
3. MODELED PATHOGEN |  | CoV-2 (V) |  | Select
Notes:
1) Please see User's Manual for a detailed explanation of input parameters and guidance for their selection.
2) Emission rate parameters from: https://www.medrxiv.org/content/10.1101/2021.01.26.21250580v1. All distributions presented on the 'ERq' tab.
3) The 75th percentile value of each ERq distribution is used to calculate the probability of infection (P[I]). This value is adjustable on the '2. TEC ERq IR' tab.
4) The user may enter two (2) custom ERq values for use in the model on the '2. TEC ERq IR' tab.
5) The maximum occupancy for Revent < 1 is calculated as 1/PI.
6) Probability of infection estimates are presented as a percentage, the number of decimal places is adjustable by the user.
7) Pathogen acronyms: CoV-2 (SARS-CoV-2), CoV-2 (V) (SARS-CoV-2 Variant), Flu (Seasonal Influenza), HRV (Human Rhinovirus), MeV (Measles Virus)
TB (Active, Untreated Tuberculosis); TB OT (Tuberculosis on Treatment).
8) A SARS-CoV-2 variant can be modeled with an ERq multiplier adjustable on the '2. SEC Calculations Tab.' The default value is 2.0.

## 2. TEC ERq IR
Quanta Emission Rate (ERq) and Inhalation Rate (IR) Selection Summary for Transitional Exposure Conditions Model
|  |  | Inhalation Rate |  | Selection Summary & Model Values |  |  | Default (75th) | 0
| ERq Percentile Selection |  | Activity | IR (m3/hr) | 1 | Time Zero Infectious Occupants | Infectious Occupant A | Custom
| ERq Percentile Selection: | Default (75th) | Resting | 0.49 | Selected Emission | CoV-2 (V): Standing, Speaking | CoV-2 (V): Standing, Speaking
| Enter Percentile as Decimal: | 0.5 | Standing | 0.54 | Model ERq | 34.8162 | 34.8162
|  |  | Light Exercise | 1.38
| Custom ERq Value Entry (Quanta per Hour) |  | Heavy Exercise | 3.3 |  | Susceptible Occupant A | Continuous Occupant
| Custom ERq #1 | 700 | Custom IR #1 | 0.6 | Selected Activity | Standing | Standing
| Custom ERq #2 | 0.15 | Custom IR #2 | 1.1 | IR (m3/hr) | 0.54 | 0.54
Notes:
1) This sheet presents the quanta emission and inhalation rate values used in the model based on the
activity level selections made on the Input and Results tab.
2) The 75th percentile value for the selected activity is the default value for all calculations, but the user may enter a custom percentile.
3) If you would like to input your own value for ERq or IR, enter your values in the Custom ERq or IR fields,
and select Custom ERq or Custom IR from the drop-down lists on the AIRC TEC tab.

## 3. TEC Graph 2 hr
Transitional Exposure Conditions Results: Quanta Concentration, Probability of Infection, and Maximum Room Occupancy for Revent < 1
| Time (min) | 10 | 20 | 30 | 40 | 50 | 60 | 70 | 80 | 90 | 100 | 110 | 120
| Quanta Concentration | 0.004257 | 0.0057641 | 0.0062977 | 0.0022297 | 0.0007894 | 0.00027948 | 9.895e-05 | 3.5033e-05 | 1.2403e-05 | 4.3912e-06 | 1.5547e-06 | 5.5043e-07
Quanta Concentration
Continuous Occupant Probability of Infection
Maximum Occupancy
Occupant A Probability of Infection
Quanta/m3
Occupant A PI
Continuous PI
Max. Occupancy

## 4. TEC Graph 8 hr
Transitional Exposure Conditions Results: Quanta Concentration, Probability of Infection, and Maximum Room Occupancy for Revent < 1
| Time (min) | 30 | 60 | 90 | 120 | 160 | 200 | 240 | 280 | 320 | 360 | 400 | 440 | 480
| Quanta Concentration | 0.0062977 | 0.00027948 | 1.2403e-05 | 5.5043e-07 | 8.6483e-09 | 1.3588e-10 | 2.135e-12 | 0.0022297 | 3.5033e-05 | 5.5043e-07 | 8.6483e-09 | 1.3588e-10 | 2.135e-12
Quanta Concentration
Continuous Occupant Probability of Infection
Maximum Occupancy
Occupant A Probability of Infection
Quanta/m3
Occupant A PI
Continuous PI
Max. Occupancy

## 5. TEC ERq Analysis
Quanta Emission Rate (ERq) Sensitivity Analysis for Transitional Exposure Conditions Model
|  |  | CoV-2 (V) | CoV-2 | Flu | HRV | Custom
|  | Time Zero Infectious Occupants ERq (Quanta/hr) | 34.8162 | 17.4081 | 0.62664 | 3.6293 | 0.1 | CoV-2: Standing, Speaking | 17.4081
|  | Infectious Occupant A ERq (Quanta/hr) | 34.8162 | 17.4081 | 0.62664 | 3.6293 | 5 | CoV-2: Standing, Speaking | 17.4081
| Susceptible Occupant A |  |  |  |  | Modeled Exposure Time (minutes) = | 30 | Flu: Standing, Speaking | 0.62664
|  |  | CoV-2 (V) | CoV-2 | Flu | HRV | Custom | Flu: Standing, Speaking | 0.62664
|  | Probability of Infection (PI %) | 0.126% | 0.06302% | 0.002269% | 0.01314% | 0.0003621%
|  | Exposure Time for 0.1% PI (minutes) | 25 | >30 | >30 | >30 | >30 | HRV: Standing, Speaking | 3.6293
|  | Exposure Time for 1.0% PI (minutes) | >30 | >30 | >30 | >30 | >30 | HRV: Standing, Speaking | 3.6293
| Continuous Occupant |  |  |  |  | Modeled Exposure Time (minutes) = | 480
|  |  | CoV-2 (V) | CoV-2 | Flu | HRV | Custom
|  | Probability of Infection (PI %) | 0.3552% | 0.1777% | 0.006404% | 0.03708% | 0.02606%
|  | Exposure Time for 0.1% PI (minutes) | 25 | 249 | >480 | >480 | >480
|  | Exposure Time for 1.0% PI (minutes) | >480 | >480 | >480 | >480 | >480
Notes:
1) To compare results, the same TEC simulation can be performed with three different selectable pathogens from the top row, or custom values.
2) The same activity/activity level and percentile values (75th as default) apply to all calculations.

## 6. ERq Graph 2 hr
Transitional Exposure Conditions ERq Sensitivity Analysis for Continuous Occupant

## 7. ERq Graph 8 hr
Transitional Exposure Conditions ERq Sensitivity Analysis for Continuous Occupant

## 8. Calculations 75
| Enter (hr) | Exit (hr) | ERq (quanta/hr) | [5 empty] | Inf. Occ. t(0)
Susc. Occ. A | 0 | 0.5 | -- | [5 empty] | 1
Inf. Occ. t(0) | 0 | 0.5 | 34.8162 | [5 empty] | 2
Inf. Occ. A | 4 | 4.5 | 34.8162 | [5 empty] | 3
[5 empty] | Include? | [7 empty] | PP for ERq | [5 empty] | PP for ERq
| I = | 1 |  |  | Yes | [6 empty] | probability | 1 |  |  |  |  | probability | 1
|  | Inf. Occ. t(0) | Inf. Occ. t(0) | Inf. Occ. t(0) | Inf. Occ. #2 | Inf. Occ #2 | Inf. Occ #2 | no | Total | Continuous Occupancy | [5 empty] | Susceptible Occupant A
time (min) | time (hr) | quanta/hr | quanta/m3 occ | quanta/m3 | quanta/hr | quanta/m3 occ | quanta/m3 | quanta/m3 | quanta/m3 | n(t)dt | Dq | PI | R | Occupancy | time (min) | n(t)dt | Dq | PI | R | time (min) | Occupancy
0.1 | 0.0016667 | 34.8162 | 6.8074e-05 | 6.8074e-05 | 0 | 0 | 0 | 0 | 6.8074e-05 | [10 empty] | 0.1
1 | 0.016667 | 34.8162 | 0.00064995 | 0.00064995 | 0 | 0 | 0 | 0 | 0.00064995 | 9.7493e-06 | 5.2646e-06 | 5.2646e-06 | 5.2646e-06 | 189947 | 1 | 9.7493e-06 | 5.2646e-06 | 5.2646e-06 | 5.2646e-06 | 1 | 189947
2 | 0.033333 | 34.8162 | 0.0012358 | 0.0012358 | 0 | 0 | 0 | 0 | 0.0012358 | 2.0597e-05 | 1.6387e-05 | 1.6387e-05 | 1.6387e-05 | 61024 | 2 | 2.0597e-05 | 1.6387e-05 | 1.6387e-05 | 1.6387e-05 | 2 | 61024
3 | 0.05 | 34.8162 | 0.0017639 | 0.0017639 | 0 | 0 | 0 | 0 | 0.0017639 | 2.9398e-05 | 3.2262e-05 | 3.2261e-05 | 3.2261e-05 | 30996 | 3 | 2.9398e-05 | 3.2262e-05 | 3.2261e-05 | 3.2261e-05 | 3 | 30996
4 | 0.066667 | 34.8162 | 0.0022399 | 0.0022399 | 0 | 0 | 0 | 0 | 0.0022399 | 3.7331e-05 | 5.2421e-05 | 5.2419e-05 | 5.2419e-05 | 19076 | 4 | 3.7331e-05 | 5.2421e-05 | 5.2419e-05 | 5.2419e-05 | 4 | 19076
5 | 0.083333 | 34.8162 | 0.0026689 | 0.0026689 | 0 | 0 | 0 | 0 | 0.0026689 | 4.4482e-05 | 7.6441e-05 | 7.6438e-05 | 7.6438e-05 | 13082 | 5 | 4.4482e-05 | 7.6441e-05 | 7.6438e-05 | 7.6438e-05 | 5 | 13082
6 | 0.1 | 34.8162 | 0.0030557 | 0.0030557 | 0 | 0 | 0 | 0 | 0.0030557 | 5.0928e-05 | 0.00010394 | 0.00010394 | 0.00010394 | 9621 | 6 | 5.0928e-05 | 0.00010394 | 0.00010394 | 0.00010394 | 6 | 9621
7 | 0.11667 | 34.8162 | 0.0034042 | 0.0034042 | 0 | 0 | 0 | 0 | 0.0034042 | 5.6737e-05 | 0.00013458 | 0.00013457 | 0.00013457 | 7431 | 7 | 5.6737e-05 | 0.00013458 | 0.00013457 | 0.00013457 | 7 | 7431
8 | 0.13333 | 34.8162 | 0.0037185 | 0.0037185 | 0 | 0 | 0 | 0 | 0.0037185 | 6.1974e-05 | 0.00016805 | 0.00016803 | 0.00016803 | 5951 | 8 | 6.1974e-05 | 0.00016805 | 0.00016803 | 0.00016803 | 8 | 5951
9 | 0.15 | 34.8162 | 0.0040017 | 0.0040017 | 0 | 0 | 0 | 0 | 0.0040017 | 6.6695e-05 | 0.00020406 | 0.00020404 | 0.00020404 | 4900 | 9 | 6.6695e-05 | 0.00020406 | 0.00020404 | 0.00020404 | 9 | 4900
10 | 0.16667 | 34.8162 | 0.004257 | 0.004257 | 0 | 0 | 0 | 0 | 0.004257 | 7.0949e-05 | 0.00024237 | 0.00024234 | 0.00024234 | 4126 | 10 | 7.0949e-05 | 0.00024237 | 0.00024234 | 0.00024234 | 10 | 4126
11 | 0.18333 | 34.8162 | 0.0044871 | 0.0044871 | 0 | 0 | 0 | 0 | 0.0044871 | 7.4785e-05 | 0.00028276 | 0.00028272 | 0.00028272 | 3537 | 11 | 7.4785e-05 | 0.00028276 | 0.00028272 | 0.00028272 | 11 | 3537
12 | 0.2 | 34.8162 | 0.0046945 | 0.0046945 | 0 | 0 | 0 | 0 | 0.0046945 | 7.8242e-05 | 0.00032501 | 0.00032496 | 0.00032496 | 3077 | 12 | 7.8242e-05 | 0.00032501 | 0.00032496 | 0.00032496 | 12 | 3077
13 | 0.21667 | 34.8162 | 0.0048815 | 0.0048815 | 0 | 0 | 0 | 0 | 0.0048815 | 8.1358e-05 | 0.00036894 | 0.00036887 | 0.00036887 | 2710 | 13 | 8.1358e-05 | 0.00036894 | 0.00036887 | 0.00036887 | 13 | 2710
14 | 0.23333 | 34.8162 | 0.00505 | 0.00505 | 0 | 0 | 0 | 0 | 0.00505 | 8.4166e-05 | 0.00041439 | 0.00041431 | 0.00041431 | 2413 | 14 | 8.4166e-05 | 0.00041439 | 0.00041431 | 0.00041431 | 14 | 2413
15 | 0.25 | 34.8162 | 0.0052019 | 0.0052019 | 0 | 0 | 0 | 0 | 0.0052019 | 8.6698e-05 | 0.00046121 | 0.0004611 | 0.0004611 | 2168 | 15 | 8.6698e-05 | 0.00046121 | 0.0004611 | 0.0004611 | 15 | 2168
16 | 0.26667 | 34.8162 | 0.0053388 | 0.0053388 | 0 | 0 | 0 | 0 | 0.0053388 | 8.898e-05 | 0.00050926 | 0.00050913 | 0.00050913 | 1964 | 16 | 8.898e-05 | 0.00050926 | 0.00050913 | 0.00050913 | 16 | 1964
17 | 0.28333 | 34.8162 | 0.0054622 | 0.0054622 | 0 | 0 | 0 | 0 | 0.0054622 | 9.1037e-05 | 0.00055842 | 0.00055826 | 0.00055826 | 1791 | 17 | 9.1037e-05 | 0.00055842 | 0.00055826 | 0.00055826 | 17 | 1791
18 | 0.3 | 34.8162 | 0.0055735 | 0.0055735 | 0 | 0 | 0 | 0 | 0.0055735 | 9.2891e-05 | 0.00060858 | 0.00060839 | 0.00060839 | 1643 | 18 | 9.2891e-05 | 0.00060858 | 0.00060839 | 0.00060839 | 18 | 1643
19 | 0.31667 | 34.8162 | 0.0056737 | 0.0056737 | 0 | 0 | 0 | 0 | 0.0056737 | 9.4562e-05 | 0.00065964 | 0.00065942 | 0.00065942 | 1516 | 19 | 9.4562e-05 | 0.00065964 | 0.00065942 | 0.00065942 | 19 | 1516
20 | 0.33333 | 34.8162 | 0.0057641 | 0.0057641 | 0 | 0 | 0 | 0 | 0.0057641 | 9.6069e-05 | 0.00071152 | 0.00071127 | 0.00071127 | 1405 | 20 | 9.6069e-05 | 0.00071152 | 0.00071127 | 0.00071127 | 20 | 1405
21 | 0.35 | 34.8162 | 0.0058456 | 0.0058456 | 0 | 0 | 0 | 0 | 0.0058456 | 9.7427e-05 | 0.00076413 | 0.00076384 | 0.00076384 | 1309 | 21 | 9.7427e-05 | 0.00076413 | 0.00076384 | 0.00076384 | 21 | 1309
22 | 0.36667 | 34.8162 | 0.005919 | 0.005919 | 0 | 0 | 0 | 0 | 0.005919 | 9.865e-05 | 0.0008174 | 0.00081707 | 0.00081707 | 1223 | 22 | 9.865e-05 | 0.0008174 | 0.00081707 | 0.00081707 | 22 | 1223
23 | 0.38333 | 34.8162 | 0.0059852 | 0.0059852 | 0 | 0 | 0 | 0 | 0.0059852 | 9.9754e-05 | 0.00087127 | 0.00087089 | 0.00087089 | 1148 | 23 | 9.9754e-05 | 0.00087127 | 0.00087089 | 0.00087089 | 23 | 1148
24 | 0.4 | 34.8162 | 0.0060449 | 0.0060449 | 0 | 0 | 0 | 0 | 0.0060449 | 0.00010075 | 0.00092567 | 0.00092524 | 0.00092524 | 1080 | 24 | 0.00010075 | 0.00092567 | 0.00092524 | 0.00092524 | 24 | 1080
25 | 0.41667 | 34.8162 | 0.0060987 | 0.0060987 | 0 | 0 | 0 | 0 | 0.0060987 | 0.00010164 | 0.00098056 | 0.00098008 | 0.00098008 | 1020 | 25 | 0.00010164 | 0.00098056 | 0.00098008 | 0.00098008 | 25 | 1020
26 | 0.43333 | 34.8162 | 0.0061471 | 0.0061471 | 0 | 0 | 0 | 0 | 0.0061471 | 0.00010245 | 0.0010359 | 0.0010353 | 0.0010353 | 965 | 26 | 0.00010245 | 0.0010359 | 0.0010353 | 0.0010353 | 26 | 965
27 | 0.45 | 34.8162 | 0.0061908 | 0.0061908 | 0 | 0 | 0 | 0 | 0.0061908 | 0.00010318 | 0.0010916 | 0.001091 | 0.001091 | 916 | 27 | 0.00010318 | 0.0010916 | 0.001091 | 0.001091 | 27 | 916
28 | 0.46667 | 34.8162 | 0.0062302 | 0.0062302 | 0 | 0 | 0 | 0 | 0.0062302 | 0.00010384 | 0.0011477 | 0.001147 | 0.001147 | 871 | 28 | 0.00010384 | 0.0011477 | 0.001147 | 0.001147 | 28 | 871
29 | 0.48333 | 34.8162 | 0.0062657 | 0.0062657 | 0 | 0 | 0 | 0 | 0.0062657 | 0.00010443 | 0.0012041 | 0.0012033 | 0.0012033 | 831 | 29 | 0.00010443 | 0.0012041 | 0.0012033 | 0.0012033 | 29 | 831
30 | 0.5 | 34.8162 | 0.0062977 | 0.0062977 | 0 | 0 | 0 | 0 | 0.0062977 | 0.00010496 | 0.0012607 | 0.0012599 | 0.0012599 | 793 | 30 | 0.00010496 | 0.0012607 | 0.0012599 | 0.0012599 | 30 | 793
31 | 0.51667 | 0 | 0.0062977 | 0.0056766 | 0 | 0 | 0 | 0 | 0.0056766 | 9.461e-05 | 0.0013118 | 0.001311 | 0.001311 | 762 | 31 | 0 | 0.0012607 | 0.0012599 | 0.0012599 | 31 | 793
32 | 0.53333 | 0 | 0.0062977 | 0.0051168 | 0 | 0 | 0 | 0 | 0.0051168 | 8.5279e-05 | 0.0013579 | 0.001357 | 0.001357 | 736 | 32 | 0 | 0.0012607 | 0.0012599 | 0.0012599 | 32 | 793
33 | 0.55 | 0 | 0.0062977 | 0.0046121 | 0 | 0 | 0 | 0 | 0.0046121 | 7.6869e-05 | 0.0013994 | 0.0013984 | 0.0013984 | 715 | 33 | 0 | 0.0012607 | 0.0012599 | 0.0012599 | 33 | 793
34 | 0.56667 | 0 | 0.0062977 | 0.0041573 | 0 | 0 | 0 | 0 | 0.0041573 | 6.9288e-05 | 0.0014368 | 0.0014358 | 0.0014358 | 696 | 34 | 0 | 0.0012607 | 0.0012599 | 0.0012599 | 34 | 793
35 | 0.58333 | 0 | 0.0062977 | 0.0037472 | 0 | 0 | 0 | 0 | 0.0037472 | 6.2454e-05 | 0.0014705 | 0.0014695 | 0.0014695 | 680 | 35 | 0 | 0.0012607 | 0.0012599 | 0.0012599 | 35 | 793
36 | 0.6 | 0 | 0.0062977 | 0.0033777 | 0 | 0 | 0 | 0 | 0.0033777 | 5.6295e-05 | 0.0015009 | 0.0014998 | 0.0014998 | 666 | 36 | 0 | 0.0012607 | 0.0012599 | 0.0012599 | 36 | 793
37 | 0.61667 | 0 | 0.0062977 | 0.0030446 | 0 | 0 | 0 | 0 | 0.0030446 | 5.0743e-05 | 0.0015283 | 0.0015272 | 0.0015272 | 654 | 37 | 0 | 0.0012607 | 0.0012599 | 0.0012599 | 37 | 793
38 | 0.63333 | 0 | 0.0062977 | 0.0027443 | 0 | 0 | 0 | 0 | 0.0027443 | 4.5738e-05 | 0.001553 | 0.0015518 | 0.0015518 | 644 | 38 | 0 | 0.0012607 | 0.0012599 | 0.0012599 | 38 | 793
39 | 0.65 | 0 | 0.0062977 | 0.0024736 | 0 | 0 | 0 | 0 | 0.0024736 | 4.1227e-05 | 0.0015753 | 0.0015741 | 0.0015741 | 635 | 39 | 0 | 0.0012607 | 0.0012599 | 0.0012599 | 39 | 793
40 | 0.66667 | 0 | 0.0062977 | 0.0022297 | 0 | 0 | 0 | 0 | 0.0022297 | 3.7161e-05 | 0.0015954 | 0.0015941 | 0.0015941 | 627 | 40 | 0 | 0.0012607 | 0.0012599 | 0.0012599 | 40 | 793
41 | 0.68333 | 0 | 0.0062977 | 0.0020098 | 0 | 0 | 0 | 0 | 0.0020098 | 3.3496e-05 | 0.0016135 | 0.0016121 | 0.0016121 | 620 | 41 | 0 | 0.0012607 | 0.0012599 | 0.0012599 | 41 | 793
42 | 0.7 | 0 | 0.0062977 | 0.0018116 | 0 | 0 | 0 | 0 | 0.0018116 | 3.0193e-05 | 0.0016298 | 0.0016284 | 0.0016284 | 614 | 42 | 0 | 0.0012607 | 0.0012599 | 0.0012599 | 42 | 793
43 | 0.71667 | 0 | 0.0062977 | 0.0016329 | 0 | 0 | 0 | 0 | 0.0016329 | 2.7215e-05 | 0.0016445 | 0.0016431 | 0.0016431 | 608 | 43 | 0 | 0.0012607 | 0.0012599 | 0.0012599 | 43 | 793
44 | 0.73333 | 0 | 0.0062977 | 0.0014719 | 0 | 0 | 0 | 0 | 0.0014719 | 2.4531e-05 | 0.0016577 | 0.0016563 | 0.0016563 | 603 | 44 | 0 | 0.0012607 | 0.0012599 | 0.0012599 | 44 | 793
45 | 0.75 | 0 | 0.0062977 | 0.0013267 | 0 | 0 | 0 | 0 | 0.0013267 | 2.2112e-05 | 0.0016696 | 0.0016682 | 0.0016682 | 599 | 45 | 0 | 0.0012607 | 0.0012599 | 0.0012599 | 45 | 793
46 | 0.76667 | 0 | 0.0062977 | 0.0011958 | 0 | 0 | 0 | 0 | 0.0011958 | 1.9931e-05 | 0.0016804 | 0.001679 | 0.001679 | 595 | 46 | 0 | 0.0012607 | 0.0012599 | 0.0012599 | 46 | 793
47 | 0.78333 | 0 | 0.0062977 | 0.0010779 | 0 | 0 | 0 | 0 | 0.0010779 | 1.7965e-05 | 0.0016901 | 0.0016887 | 0.0016887 | 592 | 47 | 0 | 0.0012607 | 0.0012599 | 0.0012599 | 47 | 793
48 | 0.8 | 0 | 0.0062977 | 0.0009716 | 0 | 0 | 0 | 0 | 0.0009716 | 1.6193e-05 | 0.0016988 | 0.0016974 | 0.0016974 | 589 | 48 | 0 | 0.0012607 | 0.0012599 | 0.0012599 | 48 | 793
49 | 0.81667 | 0 | 0.0062977 | 0.00087578 | 0 | 0 | 0 | 0 | 0.00087578 | 1.4596e-05 | 0.0017067 | 0.0017053 | 0.0017053 | 586 | 49 | 0 | 0.0012607 | 0.0012599 | 0.0012599 | 49 | 793
50 | 0.83333 | 0 | 0.0062977 | 0.0007894 | 0 | 0 | 0 | 0 | 0.0007894 | 1.3157e-05 | 0.0017138 | 0.0017124 | 0.0017124 | 583 | 50 | 0 | 0.0012607 | 0.0012599 | 0.0012599 | 50 | 793
51 | 0.85 | 0 | 0.0062977 | 0.00071155 | 0 | 0 | 0 | 0 | 0.00071155 | 1.1859e-05 | 0.0017202 | 0.0017188 | 0.0017188 | 581 | 51 | 0 | 0.0012607 | 0.0012599 | 0.0012599 | 51 | 793
52 | 0.86667 | 0 | 0.0062977 | 0.00064137 | 0 | 0 | 0 | 0 | 0.00064137 | 1.069e-05 | 0.001726 | 0.0017245 | 0.0017245 | 579 | 52 | 0 | 0.0012607 | 0.0012599 | 0.0012599 | 52 | 793
53 | 0.88333 | 0 | 0.0062977 | 0.00057812 | 0 | 0 | 0 | 0 | 0.00057812 | 9.6353e-06 | 0.0017312 | 0.0017297 | 0.0017297 | 578 | 53 | 0 | 0.0012607 | 0.0012599 | 0.0012599 | 53 | 793
54 | 0.9 | 0 | 0.0062977 | 0.0005211 | 0 | 0 | 0 | 0 | 0.0005211 | 8.685e-06 | 0.0017359 | 0.0017344 | 0.0017344 | 576 | 54 | 0 | 0.0012607 | 0.0012599 | 0.0012599 | 54 | 793
55 | 0.91667 | 0 | 0.0062977 | 0.00046971 | 0 | 0 | 0 | 0 | 0.00046971 | 7.8285e-06 | 0.0017401 | 0.0017386 | 0.0017386 | 575 | 55 | 0 | 0.0012607 | 0.0012599 | 0.0012599 | 55 | 793
56 | 0.93333 | 0 | 0.0062977 | 0.00042338 | 0 | 0 | 0 | 0 | 0.00042338 | 7.0564e-06 | 0.0017439 | 0.0017424 | 0.0017424 | 573 | 56 | 0 | 0.0012607 | 0.0012599 | 0.0012599 | 56 | 793
57 | 0.95 | 0 | 0.0062977 | 0.00038163 | 0 | 0 | 0 | 0 | 0.00038163 | 6.3604e-06 | 0.0017474 | 0.0017458 | 0.0017458 | 572 | 57 | 0 | 0.0012607 | 0.0012599 | 0.0012599 | 57 | 793
58 | 0.96667 | 0 | 0.0062977 | 0.00034399 | 0 | 0 | 0 | 0 | 0.00034399 | 5.7332e-06 | 0.0017505 | 0.0017489 | 0.0017489 | 571 | 58 | 0 | 0.0012607 | 0.0012599 | 0.0012599 | 58 | 793
59 | 0.98333 | 0 | 0.0062977 | 0.00031006 | 0 | 0 | 0 | 0 | 0.00031006 | 5.1677e-06 | 0.0017533 | 0.0017517 | 0.0017517 | 570 | 59 | 0 | 0.0012607 | 0.0012599 | 0.0012599 | 59 | 793
60 | 1 | 0 | 0.0062977 | 0.00027948 | 0 | 0 | 0 | 0 | 0.00027948 | 4.6581e-06 | 0.0017558 | 0.0017542 | 0.0017542 | 570 | 60 | 0 | 0.0012607 | 0.0012599 | 0.0012599 | 60 | 793
61 | 1.0167 | 0 | 0.0062977 | 0.00025192 | 0 | 0 | 0 | 0 | 0.00025192 | 4.1987e-06 | 0.001758 | 0.0017565 | 0.0017565 | 569 | 61 | 0 | 0.0012607 | 0.0012599 | 0.0012599 | 61 | 793
62 | 1.0333 | 0 | 0.0062977 | 0.00022707 | 0 | 0 | 0 | 0 | 0.00022707 | 3.7846e-06 | 0.0017601 | 0.0017585 | 0.0017585 | 568 | 62 | 0 | 0.0012607 | 0.0012599 | 0.0012599 | 62 | 793
63 | 1.05 | 0 | 0.0062977 | 0.00020468 | 0 | 0 | 0 | 0 | 0.00020468 | 3.4113e-06 | 0.0017619 | 0.0017604 | 0.0017604 | 568 | 63 | 0 | 0.0012607 | 0.0012599 | 0.0012599 | 63 | 793
64 | 1.0667 | 0 | 0.0062977 | 0.00018449 | 0 | 0 | 0 | 0 | 0.00018449 | 3.0749e-06 | 0.0017636 | 0.001762 | 0.001762 | 567 | 64 | 0 | 0.0012607 | 0.0012599 | 0.0012599 | 64 | 793
65 | 1.0833 | 0 | 0.0062977 | 0.0001663 | 0 | 0 | 0 | 0 | 0.0001663 | 2.7716e-06 | 0.0017651 | 0.0017635 | 0.0017635 | 567 | 65 | 0 | 0.0012607 | 0.0012599 | 0.0012599 | 65 | 793
66 | 1.1 | 0 | 0.0062977 | 0.0001499 | 0 | 0 | 0 | 0 | 0.0001499 | 2.4983e-06 | 0.0017664 | 0.0017649 | 0.0017649 | 566 | 66 | 0 | 0.0012607 | 0.0012599 | 0.0012599 | 66 | 793
67 | 1.1167 | 0 | 0.0062977 | 0.00013511 | 0 | 0 | 0 | 0 | 0.00013511 | 2.2519e-06 | 0.0017677 | 0.0017661 | 0.0017661 | 566 | 67 | 0 | 0.0012607 | 0.0012599 | 0.0012599 | 67 | 793
68 | 1.1333 | 0 | 0.0062977 | 0.00012179 | 0 | 0 | 0 | 0 | 0.00012179 | 2.0298e-06 | 0.0017687 | 0.0017672 | 0.0017672 | 565 | 68 | 0 | 0.0012607 | 0.0012599 | 0.0012599 | 68 | 793
69 | 1.15 | 0 | 0.0062977 | 0.00010978 | 0 | 0 | 0 | 0 | 0.00010978 | 1.8296e-06 | 0.0017697 | 0.0017682 | 0.0017682 | 565 | 69 | 0 | 0.0012607 | 0.0012599 | 0.0012599 | 69 | 793
70 | 1.1667 | 0 | 0.0062977 | 9.895e-05 | 0 | 0 | 0 | 0 | 9.895e-05 | 1.6492e-06 | 0.0017706 | 0.0017691 | 0.0017691 | 565 | 70 | 0 | 0.0012607 | 0.0012599 | 0.0012599 | 70 | 793
71 | 1.1833 | 0 | 0.0062977 | 8.9191e-05 | 0 | 0 | 0 | 0 | 8.9191e-05 | 1.4865e-06 | 0.0017714 | 0.0017699 | 0.0017699 | 565 | 71 | 0 | 0.0012607 | 0.0012599 | 0.0012599 | 71 | 793
72 | 1.2 | 0 | 0.0062977 | 8.0394e-05 | 0 | 0 | 0 | 0 | 8.0394e-05 | 1.3399e-06 | 0.0017722 | 0.0017706 | 0.0017706 | 564 | 72 | 0 | 0.0012607 | 0.0012599 | 0.0012599 | 72 | 793
73 | 1.2167 | 0 | 0.0062977 | 7.2465e-05 | 0 | 0 | 0 | 0 | 7.2465e-05 | 1.2078e-06 | 0.0017728 | 0.0017712 | 0.0017712 | 564 | 73 | 0 | 0.0012607 | 0.0012599 | 0.0012599 | 73 | 793
74 | 1.2333 | 0 | 0.0062977 | 6.5319e-05 | 0 | 0 | 0 | 0 | 6.5319e-05 | 1.0886e-06 | 0.0017734 | 0.0017718 | 0.0017718 | 564 | 74 | 0 | 0.0012607 | 0.0012599 | 0.0012599 | 74 | 793
75 | 1.25 | 0 | 0.0062977 | 5.8877e-05 | 0 | 0 | 0 | 0 | 5.8877e-05 | 9.8128e-07 | 0.0017739 | 0.0017723 | 0.0017723 | 564 | 75 | 0 | 0.0012607 | 0.0012599 | 0.0012599 | 75 | 793
76 | 1.2667 | 0 | 0.0062977 | 5.307e-05 | 0 | 0 | 0 | 0 | 5.307e-05 | 8.845e-07 | 0.0017744 | 0.0017728 | 0.0017728 | 564 | 76 | 0 | 0.0012607 | 0.0012599 | 0.0012599 | 76 | 793
77 | 1.2833 | 0 | 0.0062977 | 4.7836e-05 | 0 | 0 | 0 | 0 | 4.7836e-05 | 7.9727e-07 | 0.0017748 | 0.0017733 | 0.0017733 | 563 | 77 | 0 | 0.0012607 | 0.0012599 | 0.0012599 | 77 | 793
78 | 1.3 | 0 | 0.0062977 | 4.3118e-05 | 0 | 0 | 0 | 0 | 4.3118e-05 | 7.1864e-07 | 0.0017752 | 0.0017736 | 0.0017736 | 563 | 78 | 0 | 0.0012607 | 0.0012599 | 0.0012599 | 78 | 793
79 | 1.3167 | 0 | 0.0062977 | 3.8866e-05 | 0 | 0 | 0 | 0 | 3.8866e-05 | 6.4776e-07 | 0.0017756 | 0.001774 | 0.001774 | 563 | 79 | 0 | 0.0012607 | 0.0012599 | 0.0012599 | 79 | 793
80 | 1.3333 | 0 | 0.0062977 | 3.5033e-05 | 0 | 0 | 0 | 0 | 3.5033e-05 | 5.8388e-07 | 0.0017759 | 0.0017743 | 0.0017743 | 563 | 80 | 0 | 0.0012607 | 0.0012599 | 0.0012599 | 80 | 793
81 | 1.35 | 0 | 0.0062977 | 3.1577e-05 | 0 | 0 | 0 | 0 | 3.1577e-05 | 5.2629e-07 | 0.0017762 | 0.0017746 | 0.0017746 | 563 | 81 | 0 | 0.0012607 | 0.0012599 | 0.0012599 | 81 | 793
82 | 1.3667 | 0 | 0.0062977 | 2.8463e-05 | 0 | 0 | 0 | 0 | 2.8463e-05 | 4.7439e-07 | 0.0017764 | 0.0017748 | 0.0017748 | 563 | 82 | 0 | 0.0012607 | 0.0012599 | 0.0012599 | 82 | 793
83 | 1.3833 | 0 | 0.0062977 | 2.5656e-05 | 0 | 0 | 0 | 0 | 2.5656e-05 | 4.276e-07 | 0.0017767 | 0.0017751 | 0.0017751 | 563 | 83 | 0 | 0.0012607 | 0.0012599 | 0.0012599 | 83 | 793
84 | 1.4 | 0 | 0.0062977 | 2.3126e-05 | 0 | 0 | 0 | 0 | 2.3126e-05 | 3.8543e-07 | 0.0017769 | 0.0017753 | 0.0017753 | 563 | 84 | 0 | 0.0012607 | 0.0012599 | 0.0012599 | 84 | 793
85 | 1.4167 | 0 | 0.0062977 | 2.0845e-05 | 0 | 0 | 0 | 0 | 2.0845e-05 | 3.4742e-07 | 0.0017771 | 0.0017755 | 0.0017755 | 563 | 85 | 0 | 0.0012607 | 0.0012599 | 0.0012599 | 85 | 793
86 | 1.4333 | 0 | 0.0062977 | 1.8789e-05 | 0 | 0 | 0 | 0 | 1.8789e-05 | 3.1315e-07 | 0.0017772 | 0.0017756 | 0.0017756 | 563 | 86 | 0 | 0.0012607 | 0.0012599 | 0.0012599 | 86 | 793
87 | 1.45 | 0 | 0.0062977 | 1.6936e-05 | 0 | 0 | 0 | 0 | 1.6936e-05 | 2.8227e-07 | 0.0017774 | 0.0017758 | 0.0017758 | 563 | 87 | 0 | 0.0012607 | 0.0012599 | 0.0012599 | 87 | 793
88 | 1.4667 | 0 | 0.0062977 | 1.5266e-05 | 0 | 0 | 0 | 0 | 1.5266e-05 | 2.5443e-07 | 0.0017775 | 0.0017759 | 0.0017759 | 563 | 88 | 0 | 0.0012607 | 0.0012599 | 0.0012599 | 88 | 793
89 | 1.4833 | 0 | 0.0062977 | 1.376e-05 | 0 | 0 | 0 | 0 | 1.376e-05 | 2.2934e-07 | 0.0017776 | 0.0017761 | 0.0017761 | 563 | 89 | 0 | 0.0012607 | 0.0012599 | 0.0012599 | 89 | 793
90 | 1.5 | 0 | 0.0062977 | 1.2403e-05 | 0 | 0 | 0 | 0 | 1.2403e-05 | 2.0672e-07 | 0.0017777 | 0.0017762 | 0.0017762 | 563 | 90 | 0 | 0.0012607 | 0.0012599 | 0.0012599 | 90 | 793
91 | 1.5167 | 0 | 0.0062977 | 1.118e-05 | 0 | 0 | 0 | 0 | 1.118e-05 | 1.8633e-07 | 0.0017778 | 0.0017763 | 0.0017763 | 562 | 91 | 0 | 0.0012607 | 0.0012599 | 0.0012599 | 91 | 793
92 | 1.5333 | 0 | 0.0062977 | 1.0077e-05 | 0 | 0 | 0 | 0 | 1.0077e-05 | 1.6795e-07 | 0.0017779 | 0.0017764 | 0.0017764 | 562 | 92 | 0 | 0.0012607 | 0.0012599 | 0.0012599 | 92 | 793
93 | 1.55 | 0 | 0.0062977 | 9.0834e-06 | 0 | 0 | 0 | 0 | 9.0834e-06 | 1.5139e-07 | 0.001778 | 0.0017764 | 0.0017764 | 562 | 93 | 0 | 0.0012607 | 0.0012599 | 0.0012599 | 93 | 793
94 | 1.5667 | 0 | 0.0062977 | 8.1875e-06 | 0 | 0 | 0 | 0 | 8.1875e-06 | 1.3646e-07 | 0.0017781 | 0.0017765 | 0.0017765 | 562 | 94 | 0 | 0.0012607 | 0.0012599 | 0.0012599 | 94 | 793
95 | 1.5833 | 0 | 0.0062977 | 7.38e-06 | 0 | 0 | 0 | 0 | 7.38e-06 | 1.23e-07 | 0.0017782 | 0.0017766 | 0.0017766 | 562 | 95 | 0 | 0.0012607 | 0.0012599 | 0.0012599 | 95 | 793
96 | 1.6 | 0 | 0.0062977 | 6.6522e-06 | 0 | 0 | 0 | 0 | 6.6522e-06 | 1.1087e-07 | 0.0017782 | 0.0017766 | 0.0017766 | 562 | 96 | 0 | 0.0012607 | 0.0012599 | 0.0012599 | 96 | 793
97 | 1.6167 | 0 | 0.0062977 | 5.9961e-06 | 0 | 0 | 0 | 0 | 5.9961e-06 | 9.9935e-08 | 0.0017783 | 0.0017767 | 0.0017767 | 562 | 97 | 0 | 0.0012607 | 0.0012599 | 0.0012599 | 97 | 793
98 | 1.6333 | 0 | 0.0062977 | 5.4047e-06 | 0 | 0 | 0 | 0 | 5.4047e-06 | 9.0079e-08 | 0.0017783 | 0.0017767 | 0.0017767 | 562 | 98 | 0 | 0.0012607 | 0.0012599 | 0.0012599 | 98 | 793
99 | 1.65 | 0 | 0.0062977 | 4.8717e-06 | 0 | 0 | 0 | 0 | 4.8717e-06 | 8.1195e-08 | 0.0017784 | 0.0017768 | 0.0017768 | 562 | 99 | 0 | 0.0012607 | 0.0012599 | 0.0012599 | 99 | 793
100 | 1.6667 | 0 | 0.0062977 | 4.3912e-06 | 0 | 0 | 0 | 0 | 4.3912e-06 | 7.3187e-08 | 0.0017784 | 0.0017768 | 0.0017768 | 562 | 100 | 0 | 0.0012607 | 0.0012599 | 0.0012599 | 100 | 793
101 | 1.6833 | 0 | 0.0062977 | 3.9581e-06 | 0 | 0 | 0 | 0 | 3.9581e-06 | 6.5969e-08 | 0.0017784 | 0.0017769 | 0.0017769 | 562 | 101 | 0 | 0.0012607 | 0.0012599 | 0.0012599 | 101 | 793
102 | 1.7 | 0 | 0.0062977 | 3.5678e-06 | 0 | 0 | 0 | 0 | 3.5678e-06 | 5.9463e-08 | 0.0017785 | 0.0017769 | 0.0017769 | 562 | 102 | 0 | 0.0012607 | 0.0012599 | 0.0012599 | 102 | 793
103 | 1.7167 | 0 | 0.0062977 | 3.2159e-06 | 0 | 0 | 0 | 0 | 3.2159e-06 | 5.3598e-08 | 0.0017785 | 0.0017769 | 0.0017769 | 562 | 103 | 0 | 0.0012607 | 0.0012599 | 0.0012599 | 103 | 793
104 | 1.7333 | 0 | 0.0062977 | 2.8987e-06 | 0 | 0 | 0 | 0 | 2.8987e-06 | 4.8312e-08 | 0.0017785 | 0.0017769 | 0.0017769 | 562 | 104 | 0 | 0.0012607 | 0.0012599 | 0.0012599 | 104 | 793
105 | 1.75 | 0 | 0.0062977 | 2.6129e-06 | 0 | 0 | 0 | 0 | 2.6129e-06 | 4.3548e-08 | 0.0017785 | 0.001777 | 0.001777 | 562 | 105 | 0 | 0.0012607 | 0.0012599 | 0.0012599 | 105 | 793
106 | 1.7667 | 0 | 0.0062977 | 2.3552e-06 | 0 | 0 | 0 | 0 | 2.3552e-06 | 3.9253e-08 | 0.0017786 | 0.001777 | 0.001777 | 562 | 106 | 0 | 0.0012607 | 0.0012599 | 0.0012599 | 106 | 793
107 | 1.7833 | 0 | 0.0062977 | 2.1229e-06 | 0 | 0 | 0 | 0 | 2.1229e-06 | 3.5381e-08 | 0.0017786 | 0.001777 | 0.001777 | 562 | 107 | 0 | 0.0012607 | 0.0012599 | 0.0012599 | 107 | 793
108 | 1.8 | 0 | 0.0062977 | 1.9135e-06 | 0 | 0 | 0 | 0 | 1.9135e-06 | 3.1892e-08 | 0.0017786 | 0.001777 | 0.001777 | 562 | 108 | 0 | 0.0012607 | 0.0012599 | 0.0012599 | 108 | 793
109 | 1.8167 | 0 | 0.0062977 | 1.7248e-06 | 0 | 0 | 0 | 0 | 1.7248e-06 | 2.8747e-08 | 0.0017786 | 0.001777 | 0.001777 | 562 | 109 | 0 | 0.0012607 | 0.0012599 | 0.0012599 | 109 | 793
110 | 1.8333 | 0 | 0.0062977 | 1.5547e-06 | 0 | 0 | 0 | 0 | 1.5547e-06 | 2.5912e-08 | 0.0017786 | 0.0017771 | 0.0017771 | 562 | 110 | 0 | 0.0012607 | 0.0012599 | 0.0012599 | 110 | 793
111 | 1.85 | 0 | 0.0062977 | 1.4014e-06 | 0 | 0 | 0 | 0 | 1.4014e-06 | 2.3356e-08 | 0.0017786 | 0.0017771 | 0.0017771 | 562 | 111 | 0 | 0.0012607 | 0.0012599 | 0.0012599 | 111 | 793
112 | 1.8667 | 0 | 0.0062977 | 1.2632e-06 | 0 | 0 | 0 | 0 | 1.2632e-06 | 2.1053e-08 | 0.0017787 | 0.0017771 | 0.0017771 | 562 | 112 | 0 | 0.0012607 | 0.0012599 | 0.0012599 | 112 | 793
113 | 1.8833 | 0 | 0.0062977 | 1.1386e-06 | 0 | 0 | 0 | 0 | 1.1386e-06 | 1.8976e-08 | 0.0017787 | 0.0017771 | 0.0017771 | 562 | 113 | 0 | 0.0012607 | 0.0012599 | 0.0012599 | 113 | 793
114 | 1.9 | 0 | 0.0062977 | 1.0263e-06 | 0 | 0 | 0 | 0 | 1.0263e-06 | 1.7105e-08 | 0.0017787 | 0.0017771 | 0.0017771 | 562 | 114 | 0 | 0.0012607 | 0.0012599 | 0.0012599 | 114 | 793
115 | 1.9167 | 0 | 0.0062977 | 9.2507e-07 | 0 | 0 | 0 | 0 | 9.2507e-07 | 1.5418e-08 | 0.0017787 | 0.0017771 | 0.0017771 | 562 | 115 | 0 | 0.0012607 | 0.0012599 | 0.0012599 | 115 | 793
116 | 1.9333 | 0 | 0.0062977 | 8.3383e-07 | 0 | 0 | 0 | 0 | 8.3383e-07 | 1.3897e-08 | 0.0017787 | 0.0017771 | 0.0017771 | 562 | 116 | 0 | 0.0012607 | 0.0012599 | 0.0012599 | 116 | 793
117 | 1.95 | 0 | 0.0062977 | 7.516e-07 | 0 | 0 | 0 | 0 | 7.516e-07 | 1.2527e-08 | 0.0017787 | 0.0017771 | 0.0017771 | 562 | 117 | 0 | 0.0012607 | 0.0012599 | 0.0012599 | 117 | 793
118 | 1.9667 | 0 | 0.0062977 | 6.7747e-07 | 0 | 0 | 0 | 0 | 6.7747e-07 | 1.1291e-08 | 0.0017787 | 0.0017771 | 0.0017771 | 562 | 118 | 0 | 0.0012607 | 0.0012599 | 0.0012599 | 118 | 793
119 | 1.9833 | 0 | 0.0062977 | 6.1065e-07 | 0 | 0 | 0 | 0 | 6.1065e-07 | 1.0178e-08 | 0.0017787 | 0.0017771 | 0.0017771 | 562 | 119 | 0 | 0.0012607 | 0.0012599 | 0.0012599 | 119 | 793
120 | 2 | 0 | 0.0062977 | 5.5043e-07 | 0 | 0 | 0 | 0 | 5.5043e-07 | 9.1738e-09 | 0.0017787 | 0.0017771 | 0.0017771 | 562 | 120 | 0 | 0.0012607 | 0.0012599 | 0.0012599 | 120 | 793
121 | 2.0167 | 0 | 0.0062977 | 4.9614e-07 | 0 | 0 | 0 | 0 | 4.9614e-07 | 8.2691e-09 | 0.0017787 | 0.0017771 | 0.0017771 | 562 | 121 | 0 | 0.0012607 | 0.0012599 | 0.0012599 | 121 | 793
122 | 2.0333 | 0 | 0.0062977 | 4.4721e-07 | 0 | 0 | 0 | 0 | 4.4721e-07 | 7.4535e-09 | 0.0017787 | 0.0017771 | 0.0017771 | 562 | 122 | 0 | 0.0012607 | 0.0012599 | 0.0012599 | 122 | 793
123 | 2.05 | 0 | 0.0062977 | 4.0311e-07 | 0 | 0 | 0 | 0 | 4.0311e-07 | 6.7184e-09 | 0.0017787 | 0.0017772 | 0.0017772 | 562 | 123 | 0 | 0.0012607 | 0.0012599 | 0.0012599 | 123 | 793
124 | 2.0667 | 0 | 0.0062977 | 3.6335e-07 | 0 | 0 | 0 | 0 | 3.6335e-07 | 6.0558e-09 | 0.0017787 | 0.0017772 | 0.0017772 | 562 | 124 | 0 | 0.0012607 | 0.0012599 | 0.0012599 | 124 | 793
125 | 2.0833 | 0 | 0.0062977 | 3.2751e-07 | 0 | 0 | 0 | 0 | 3.2751e-07 | 5.4586e-09 | 0.0017787 | 0.0017772 | 0.0017772 | 562 | 125 | 0 | 0.0012607 | 0.0012599 | 0.0012599 | 125 | 793
126 | 2.1 | 0 | 0.0062977 | 2.9521e-07 | 0 | 0 | 0 | 0 | 2.9521e-07 | 4.9202e-09 | 0.0017787 | 0.0017772 | 0.0017772 | 562 | 126 | 0 | 0.0012607 | 0.0012599 | 0.0012599 | 126 | 793
127 | 2.1167 | 0 | 0.0062977 | 2.661e-07 | 0 | 0 | 0 | 0 | 2.661e-07 | 4.435e-09 | 0.0017787 | 0.0017772 | 0.0017772 | 562 | 127 | 0 | 0.0012607 | 0.0012599 | 0.0012599 | 127 | 793
128 | 2.1333 | 0 | 0.0062977 | 2.3985e-07 | 0 | 0 | 0 | 0 | 2.3985e-07 | 3.9976e-09 | 0.0017787 | 0.0017772 | 0.0017772 | 562 | 128 | 0 | 0.0012607 | 0.0012599 | 0.0012599 | 128 | 793
129 | 2.15 | 0 | 0.0062977 | 2.162e-07 | 0 | 0 | 0 | 0 | 2.162e-07 | 3.6033e-09 | 0.0017787 | 0.0017772 | 0.0017772 | 562 | 129 | 0 | 0.0012607 | 0.0012599 | 0.0012599 | 129 | 793
130 | 2.1667 | 0 | 0.0062977 | 1.9488e-07 | 0 | 0 | 0 | 0 | 1.9488e-07 | 3.2479e-09 | 0.0017787 | 0.0017772 | 0.0017772 | 562 | 130 | 0 | 0.0012607 | 0.0012599 | 0.0012599 | 130 | 793
131 | 2.1833 | 0 | 0.0062977 | 1.7566e-07 | 0 | 0 | 0 | 0 | 1.7566e-07 | 2.9276e-09 | 0.0017788 | 0.0017772 | 0.0017772 | 562 | 131 | 0 | 0.0012607 | 0.0012599 | 0.0012599 | 131 | 793
132 | 2.2 | 0 | 0.0062977 | 1.5833e-07 | 0 | 0 | 0 | 0 | 1.5833e-07 | 2.6389e-09 | 0.0017788 | 0.0017772 | 0.0017772 | 562 | 132 | 0 | 0.0012607 | 0.0012599 | 0.0012599 | 132 | 793
133 | 2.2167 | 0 | 0.0062977 | 1.4272e-07 | 0 | 0 | 0 | 0 | 1.4272e-07 | 2.3786e-09 | 0.0017788 | 0.0017772 | 0.0017772 | 562 | 133 | 0 | 0.0012607 | 0.0012599 | 0.0012599 | 133 | 793
134 | 2.2333 | 0 | 0.0062977 | 1.2864e-07 | 0 | 0 | 0 | 0 | 1.2864e-07 | 2.144e-09 | 0.0017788 | 0.0017772 | 0.0017772 | 562 | 134 | 0 | 0.0012607 | 0.0012599 | 0.0012599 | 134 | 793
135 | 2.25 | 0 | 0.0062977 | 1.1595e-07 | 0 | 0 | 0 | 0 | 1.1595e-07 | 1.9326e-09 | 0.0017788 | 0.0017772 | 0.0017772 | 562 | 135 | 0 | 0.0012607 | 0.0012599 | 0.0012599 | 135 | 793
136 | 2.2667 | 0 | 0.0062977 | 1.0452e-07 | 0 | 0 | 0 | 0 | 1.0452e-07 | 1.742e-09 | 0.0017788 | 0.0017772 | 0.0017772 | 562 | 136 | 0 | 0.0012607 | 0.0012599 | 0.0012599 | 136 | 793
137 | 2.2833 | 0 | 0.0062977 | 9.4211e-08 | 0 | 0 | 0 | 0 | 9.4211e-08 | 1.5702e-09 | 0.0017788 | 0.0017772 | 0.0017772 | 562 | 137 | 0 | 0.0012607 | 0.0012599 | 0.0012599 | 137 | 793
138 | 2.3 | 0 | 0.0062977 | 8.4919e-08 | 0 | 0 | 0 | 0 | 8.4919e-08 | 1.4153e-09 | 0.0017788 | 0.0017772 | 0.0017772 | 562 | 138 | 0 | 0.0012607 | 0.0012599 | 0.0012599 | 138 | 793
139 | 2.3167 | 0 | 0.0062977 | 7.6544e-08 | 0 | 0 | 0 | 0 | 7.6544e-08 | 1.2757e-09 | 0.0017788 | 0.0017772 | 0.0017772 | 562 | 139 | 0 | 0.0012607 | 0.0012599 | 0.0012599 | 139 | 793
140 | 2.3333 | 0 | 0.0062977 | 6.8995e-08 | 0 | 0 | 0 | 0 | 6.8995e-08 | 1.1499e-09 | 0.0017788 | 0.0017772 | 0.0017772 | 562 | 140 | 0 | 0.0012607 | 0.0012599 | 0.0012599 | 140 | 793
141 | 2.35 | 0 | 0.0062977 | 6.219e-08 | 0 | 0 | 0 | 0 | 6.219e-08 | 1.0365e-09 | 0.0017788 | 0.0017772 | 0.0017772 | 562 | 141 | 0 | 0.0012607 | 0.0012599 | 0.0012599 | 141 | 793
142 | 2.3667 | 0 | 0.0062977 | 5.6057e-08 | 0 | 0 | 0 | 0 | 5.6057e-08 | 9.3428e-10 | 0.0017788 | 0.0017772 | 0.0017772 | 562 | 142 | 0 | 0.0012607 | 0.0012599 | 0.0012599 | 142 | 793
143 | 2.3833 | 0 | 0.0062977 | 5.0528e-08 | 0 | 0 | 0 | 0 | 5.0528e-08 | 8.4214e-10 | 0.0017788 | 0.0017772 | 0.0017772 | 562 | 143 | 0 | 0.0012607 | 0.0012599 | 0.0012599 | 143 | 793
144 | 2.4 | 0 | 0.0062977 | 4.5545e-08 | 0 | 0 | 0 | 0 | 4.5545e-08 | 7.5908e-10 | 0.0017788 | 0.0017772 | 0.0017772 | 562 | 144 | 0 | 0.0012607 | 0.0012599 | 0.0012599 | 144 | 793
145 | 2.4167 | 0 | 0.0062977 | 4.1053e-08 | 0 | 0 | 0 | 0 | 4.1053e-08 | 6.8422e-10 | 0.0017788 | 0.0017772 | 0.0017772 | 562 | 145 | 0 | 0.0012607 | 0.0012599 | 0.0012599 | 145 | 793
146 | 2.4333 | 0 | 0.0062977 | 3.7004e-08 | 0 | 0 | 0 | 0 | 3.7004e-08 | 6.1674e-10 | 0.0017788 | 0.0017772 | 0.0017772 | 562 | 146 | 0 | 0.0012607 | 0.0012599 | 0.0012599 | 146 | 793
147 | 2.45 | 0 | 0.0062977 | 3.3355e-08 | 0 | 0 | 0 | 0 | 3.3355e-08 | 5.5591e-10 | 0.0017788 | 0.0017772 | 0.0017772 | 562 | 147 | 0 | 0.0012607 | 0.0012599 | 0.0012599 | 147 | 793
148 | 2.4667 | 0 | 0.0062977 | 3.0065e-08 | 0 | 0 | 0 | 0 | 3.0065e-08 | 5.0109e-10 | 0.0017788 | 0.0017772 | 0.0017772 | 562 | 148 | 0 | 0.0012607 | 0.0012599 | 0.0012599 | 148 | 793
149 | 2.4833 | 0 | 0.0062977 | 2.71e-08 | 0 | 0 | 0 | 0 | 2.71e-08 | 4.5167e-10 | 0.0017788 | 0.0017772 | 0.0017772 | 562 | 149 | 0 | 0.0012607 | 0.0012599 | 0.0012599 | 149 | 793
150 | 2.5 | 0 | 0.0062977 | 2.4427e-08 | 0 | 0 | 0 | 0 | 2.4427e-08 | 4.0712e-10 | 0.0017788 | 0.0017772 | 0.0017772 | 562 | 150 | 0 | 0.0012607 | 0.0012599 | 0.0012599 | 150 | 793
151 | 2.5167 | 0 | 0.0062977 | 2.2018e-08 | 0 | 0 | 0 | 0 | 2.2018e-08 | 3.6697e-10 | 0.0017788 | 0.0017772 | 0.0017772 | 562 | 151 | 0 | 0.0012607 | 0.0012599 | 0.0012599 | 151 | 793
152 | 2.5333 | 0 | 0.0062977 | 1.9847e-08 | 0 | 0 | 0 | 0 | 1.9847e-08 | 3.3078e-10 | 0.0017788 | 0.0017772 | 0.0017772 | 562 | 152 | 0 | 0.0012607 | 0.0012599 | 0.0012599 | 152 | 793
153 | 2.55 | 0 | 0.0062977 | 1.7889e-08 | 0 | 0 | 0 | 0 | 1.7889e-08 | 2.9815e-10 | 0.0017788 | 0.0017772 | 0.0017772 | 562 | 153 | 0 | 0.0012607 | 0.0012599 | 0.0012599 | 153 | 793
154 | 2.5667 | 0 | 0.0062977 | 1.6125e-08 | 0 | 0 | 0 | 0 | 1.6125e-08 | 2.6875e-10 | 0.0017788 | 0.0017772 | 0.0017772 | 562 | 154 | 0 | 0.0012607 | 0.0012599 | 0.0012599 | 154 | 793
155 | 2.5833 | 0 | 0.0062977 | 1.4535e-08 | 0 | 0 | 0 | 0 | 1.4535e-08 | 2.4224e-10 | 0.0017788 | 0.0017772 | 0.0017772 | 562 | 155 | 0 | 0.0012607 | 0.0012599 | 0.0012599 | 155 | 793
156 | 2.6 | 0 | 0.0062977 | 1.3101e-08 | 0 | 0 | 0 | 0 | 1.3101e-08 | 2.1835e-10 | 0.0017788 | 0.0017772 | 0.0017772 | 562 | 156 | 0 | 0.0012607 | 0.0012599 | 0.0012599 | 156 | 793
157 | 2.6167 | 0 | 0.0062977 | 1.1809e-08 | 0 | 0 | 0 | 0 | 1.1809e-08 | 1.9682e-10 | 0.0017788 | 0.0017772 | 0.0017772 | 562 | 157 | 0 | 0.0012607 | 0.0012599 | 0.0012599 | 157 | 793
158 | 2.6333 | 0 | 0.0062977 | 1.0644e-08 | 0 | 0 | 0 | 0 | 1.0644e-08 | 1.7741e-10 | 0.0017788 | 0.0017772 | 0.0017772 | 562 | 158 | 0 | 0.0012607 | 0.0012599 | 0.0012599 | 158 | 793
159 | 2.65 | 0 | 0.0062977 | 9.5946e-09 | 0 | 0 | 0 | 0 | 9.5946e-09 | 1.5991e-10 | 0.0017788 | 0.0017772 | 0.0017772 | 562 | 159 | 0 | 0.0012607 | 0.0012599 | 0.0012599 | 159 | 793
160 | 2.6667 | 0 | 0.0062977 | 8.6483e-09 | 0 | 0 | 0 | 0 | 8.6483e-09 | 1.4414e-10 | 0.0017788 | 0.0017772 | 0.0017772 | 562 | 160 | 0 | 0.0012607 | 0.0012599 | 0.0012599 | 160 | 793
161 | 2.6833 | 0 | 0.0062977 | 7.7954e-09 | 0 | 0 | 0 | 0 | 7.7954e-09 | 1.2992e-10 | 0.0017788 | 0.0017772 | 0.0017772 | 562 | 161 | 0 | 0.0012607 | 0.0012599 | 0.0012599 | 161 | 793
162 | 2.7 | 0 | 0.0062977 | 7.0266e-09 | 0 | 0 | 0 | 0 | 7.0266e-09 | 1.1711e-10 | 0.0017788 | 0.0017772 | 0.0017772 | 562 | 162 | 0 | 0.0012607 | 0.0012599 | 0.0012599 | 162 | 793
163 | 2.7167 | 0 | 0.0062977 | 6.3336e-09 | 0 | 0 | 0 | 0 | 6.3336e-09 | 1.0556e-10 | 0.0017788 | 0.0017772 | 0.0017772 | 562 | 163 | 0 | 0.0012607 | 0.0012599 | 0.0012599 | 163 | 793
164 | 2.7333 | 0 | 0.0062977 | 5.7089e-09 | 0 | 0 | 0 | 0 | 5.7089e-09 | 9.5149e-11 | 0.0017788 | 0.0017772 | 0.0017772 | 562 | 164 | 0 | 0.0012607 | 0.0012599 | 0.0012599 | 164 | 793
165 | 2.75 | 0 | 0.0062977 | 5.1459e-09 | 0 | 0 | 0 | 0 | 5.1459e-09 | 8.5765e-11 | 0.0017788 | 0.0017772 | 0.0017772 | 562 | 165 | 0 | 0.0012607 | 0.0012599 | 0.0012599 | 165 | 793
166 | 2.7667 | 0 | 0.0062977 | 4.6384e-09 | 0 | 0 | 0 | 0 | 4.6384e-09 | 7.7306e-11 | 0.0017788 | 0.0017772 | 0.0017772 | 562 | 166 | 0 | 0.0012607 | 0.0012599 | 0.0012599 | 166 | 793
167 | 2.7833 | 0 | 0.0062977 | 4.1809e-09 | 0 | 0 | 0 | 0 | 4.1809e-09 | 6.9682e-11 | 0.0017788 | 0.0017772 | 0.0017772 | 562 | 167 | 0 | 0.0012607 | 0.0012599 | 0.0012599 | 167 | 793
168 | 2.8 | 0 | 0.0062977 | 3.7686e-09 | 0 | 0 | 0 | 0 | 3.7686e-09 | 6.281e-11 | 0.0017788 | 0.0017772 | 0.0017772 | 562 | 168 | 0 | 0.0012607 | 0.0012599 | 0.0012599 | 168 | 793
169 | 2.8167 | 0 | 0.0062977 | 3.3969e-09 | 0 | 0 | 0 | 0 | 3.3969e-09 | 5.6615e-11 | 0.0017788 | 0.0017772 | 0.0017772 | 562 | 169 | 0 | 0.0012607 | 0.0012599 | 0.0012599 | 169 | 793
170 | 2.8333 | 0 | 0.0062977 | 3.0619e-09 | 0 | 0 | 0 | 0 | 3.0619e-09 | 5.1031e-11 | 0.0017788 | 0.0017772 | 0.0017772 | 562 | 170 | 0 | 0.0012607 | 0.0012599 | 0.0012599 | 170 | 793
171 | 2.85 | 0 | 0.0062977 | 2.7599e-09 | 0 | 0 | 0 | 0 | 2.7599e-09 | 4.5999e-11 | 0.0017788 | 0.0017772 | 0.0017772 | 562 | 171 | 0 | 0.0012607 | 0.0012599 | 0.0012599 | 171 | 793
172 | 2.8667 | 0 | 0.0062977 | 2.4877e-09 | 0 | 0 | 0 | 0 | 2.4877e-09 | 4.1462e-11 | 0.0017788 | 0.0017772 | 0.0017772 | 562 | 172 | 0 | 0.0012607 | 0.0012599 | 0.0012599 | 172 | 793
173 | 2.8833 | 0 | 0.0062977 | 2.2424e-09 | 0 | 0 | 0 | 0 | 2.2424e-09 | 3.7373e-11 | 0.0017788 | 0.0017772 | 0.0017772 | 562 | 173 | 0 | 0.0012607 | 0.0012599 | 0.0012599 | 173 | 793
174 | 2.9 | 0 | 0.0062977 | 2.0212e-09 | 0 | 0 | 0 | 0 | 2.0212e-09 | 3.3687e-11 | 0.0017788 | 0.0017772 | 0.0017772 | 562 | 174 | 0 | 0.0012607 | 0.0012599 | 0.0012599 | 174 | 793
175 | 2.9167 | 0 | 0.0062977 | 1.8219e-09 | 0 | 0 | 0 | 0 | 1.8219e-09 | 3.0365e-11 | 0.0017788 | 0.0017772 | 0.0017772 | 562 | 175 | 0 | 0.0012607 | 0.0012599 | 0.0012599 | 175 | 793
176 | 2.9333 | 0 | 0.0062977 | 1.6422e-09 | 0 | 0 | 0 | 0 | 1.6422e-09 | 2.737e-11 | 0.0017788 | 0.0017772 | 0.0017772 | 562 | 176 | 0 | 0.0012607 | 0.0012599 | 0.0012599 | 176 | 793
177 | 2.95 | 0 | 0.0062977 | 1.4802e-09 | 0 | 0 | 0 | 0 | 1.4802e-09 | 2.4671e-11 | 0.0017788 | 0.0017772 | 0.0017772 | 562 | 177 | 0 | 0.0012607 | 0.0012599 | 0.0012599 | 177 | 793
178 | 2.9667 | 0 | 0.0062977 | 1.3342e-09 | 0 | 0 | 0 | 0 | 1.3342e-09 | 2.2237e-11 | 0.0017788 | 0.0017772 | 0.0017772 | 562 | 178 | 0 | 0.0012607 | 0.0012599 | 0.0012599 | 178 | 793
179 | 2.9833 | 0 | 0.0062977 | 1.2027e-09 | 0 | 0 | 0 | 0 | 1.2027e-09 | 2.0044e-11 | 0.0017788 | 0.0017772 | 0.0017772 | 562 | 179 | 0 | 0.0012607 | 0.0012599 | 0.0012599 | 179 | 793
180 | 3 | 0 | 0.0062977 | 1.084e-09 | 0 | 0 | 0 | 0 | 1.084e-09 | 1.8067e-11 | 0.0017788 | 0.0017772 | 0.0017772 | 562 | 180 | 0 | 0.0012607 | 0.0012599 | 0.0012599 | 180 | 793
181 | 3.0167 | 0 | 0.0062977 | 9.7713e-10 | 0 | 0 | 0 | 0 | 9.7713e-10 | 1.6286e-11 | 0.0017788 | 0.0017772 | 0.0017772 | 562 | 181 | 0 | 0.0012607 | 0.0012599 | 0.0012599 | 181 | 793
182 | 3.0333 | 0 | 0.0062977 | 8.8076e-10 | 0 | 0 | 0 | 0 | 8.8076e-10 | 1.4679e-11 | 0.0017788 | 0.0017772 | 0.0017772 | 562 | 182 | 0 | 0.0012607 | 0.0012599 | 0.0012599 | 182 | 793
183 | 3.05 | 0 | 0.0062977 | 7.939e-10 | 0 | 0 | 0 | 0 | 7.939e-10 | 1.3232e-11 | 0.0017788 | 0.0017772 | 0.0017772 | 562 | 183 | 0 | 0.0012607 | 0.0012599 | 0.0012599 | 183 | 793
184 | 3.0667 | 0 | 0.0062977 | 7.156e-10 | 0 | 0 | 0 | 0 | 7.156e-10 | 1.1927e-11 | 0.0017788 | 0.0017772 | 0.0017772 | 562 | 184 | 0 | 0.0012607 | 0.0012599 | 0.0012599 | 184 | 793
185 | 3.0833 | 0 | 0.0062977 | 6.4502e-10 | 0 | 0 | 0 | 0 | 6.4502e-10 | 1.075e-11 | 0.0017788 | 0.0017772 | 0.0017772 | 562 | 185 | 0 | 0.0012607 | 0.0012599 | 0.0012599 | 185 | 793
186 | 3.1 | 0 | 0.0062977 | 5.8141e-10 | 0 | 0 | 0 | 0 | 5.8141e-10 | 9.6901e-12 | 0.0017788 | 0.0017772 | 0.0017772 | 562 | 186 | 0 | 0.0012607 | 0.0012599 | 0.0012599 | 186 | 793
187 | 3.1167 | 0 | 0.0062977 | 5.2407e-10 | 0 | 0 | 0 | 0 | 5.2407e-10 | 8.7345e-12 | 0.0017788 | 0.0017772 | 0.0017772 | 562 | 187 | 0 | 0.0012607 | 0.0012599 | 0.0012599 | 187 | 793
188 | 3.1333 | 0 | 0.0062977 | 4.7238e-10 | 0 | 0 | 0 | 0 | 4.7238e-10 | 7.873e-12 | 0.0017788 | 0.0017772 | 0.0017772 | 562 | 188 | 0 | 0.0012607 | 0.0012599 | 0.0012599 | 188 | 793
189 | 3.15 | 0 | 0.0062977 | 4.2579e-10 | 0 | 0 | 0 | 0 | 4.2579e-10 | 7.0966e-12 | 0.0017788 | 0.0017772 | 0.0017772 | 562 | 189 | 0 | 0.0012607 | 0.0012599 | 0.0012599 | 189 | 793
190 | 3.1667 | 0 | 0.0062977 | 3.838e-10 | 0 | 0 | 0 | 0 | 3.838e-10 | 6.3967e-12 | 0.0017788 | 0.0017772 | 0.0017772 | 562 | 190 | 0 | 0.0012607 | 0.0012599 | 0.0012599 | 190 | 793
191 | 3.1833 | 0 | 0.0062977 | 3.4595e-10 | 0 | 0 | 0 | 0 | 3.4595e-10 | 5.7658e-12 | 0.0017788 | 0.0017772 | 0.0017772 | 562 | 191 | 0 | 0.0012607 | 0.0012599 | 0.0012599 | 191 | 793
192 | 3.2 | 0 | 0.0062977 | 3.1183e-10 | 0 | 0 | 0 | 0 | 3.1183e-10 | 5.1971e-12 | 0.0017788 | 0.0017772 | 0.0017772 | 562 | 192 | 0 | 0.0012607 | 0.0012599 | 0.0012599 | 192 | 793
193 | 3.2167 | 0 | 0.0062977 | 2.8107e-10 | 0 | 0 | 0 | 0 | 2.8107e-10 | 4.6846e-12 | 0.0017788 | 0.0017772 | 0.0017772 | 562 | 193 | 0 | 0.0012607 | 0.0012599 | 0.0012599 | 193 | 793
194 | 3.2333 | 0 | 0.0062977 | 2.5335e-10 | 0 | 0 | 0 | 0 | 2.5335e-10 | 4.2226e-12 | 0.0017788 | 0.0017772 | 0.0017772 | 562 | 194 | 0 | 0.0012607 | 0.0012599 | 0.0012599 | 194 | 793
195 | 3.25 | 0 | 0.0062977 | 2.2837e-10 | 0 | 0 | 0 | 0 | 2.2837e-10 | 3.8061e-12 | 0.0017788 | 0.0017772 | 0.0017772 | 562 | 195 | 0 | 0.0012607 | 0.0012599 | 0.0012599 | 195 | 793
196 | 3.2667 | 0 | 0.0062977 | 2.0584e-10 | 0 | 0 | 0 | 0 | 2.0584e-10 | 3.4307e-12 | 0.0017788 | 0.0017772 | 0.0017772 | 562 | 196 | 0 | 0.0012607 | 0.0012599 | 0.0012599 | 196 | 793
197 | 3.2833 | 0 | 0.0062977 | 1.8554e-10 | 0 | 0 | 0 | 0 | 1.8554e-10 | 3.0924e-12 | 0.0017788 | 0.0017772 | 0.0017772 | 562 | 197 | 0 | 0.0012607 | 0.0012599 | 0.0012599 | 197 | 793
198 | 3.3 | 0 | 0.0062977 | 1.6724e-10 | 0 | 0 | 0 | 0 | 1.6724e-10 | 2.7874e-12 | 0.0017788 | 0.0017772 | 0.0017772 | 562 | 198 | 0 | 0.0012607 | 0.0012599 | 0.0012599 | 198 | 793
199 | 3.3167 | 0 | 0.0062977 | 1.5075e-10 | 0 | 0 | 0 | 0 | 1.5075e-10 | 2.5125e-12 | 0.0017788 | 0.0017772 | 0.0017772 | 562 | 199 | 0 | 0.0012607 | 0.0012599 | 0.0012599 | 199 | 793
200 | 3.3333 | 0 | 0.0062977 | 1.3588e-10 | 0 | 0 | 0 | 0 | 1.3588e-10 | 2.2647e-12 | 0.0017788 | 0.0017772 | 0.0017772 | 562 | 200 | 0 | 0.0012607 | 0.0012599 | 0.0012599 | 200 | 793
201 | 3.35 | 0 | 0.0062977 | 1.2248e-10 | 0 | 0 | 0 | 0 | 1.2248e-10 | 2.0413e-12 | 0.0017788 | 0.0017772 | 0.0017772 | 562 | 201 | 0 | 0.0012607 | 0.0012599 | 0.0012599 | 201 | 793
202 | 3.3667 | 0 | 0.0062977 | 1.104e-10 | 0 | 0 | 0 | 0 | 1.104e-10 | 1.84e-12 | 0.0017788 | 0.0017772 | 0.0017772 | 562 | 202 | 0 | 0.0012607 | 0.0012599 | 0.0012599 | 202 | 793
203 | 3.3833 | 0 | 0.0062977 | 9.9513e-11 | 0 | 0 | 0 | 0 | 9.9513e-11 | 1.6585e-12 | 0.0017788 | 0.0017772 | 0.0017772 | 562 | 203 | 0 | 0.0012607 | 0.0012599 | 0.0012599 | 203 | 793
204 | 3.4 | 0 | 0.0062977 | 8.9698e-11 | 0 | 0 | 0 | 0 | 8.9698e-11 | 1.495e-12 | 0.0017788 | 0.0017772 | 0.0017772 | 562 | 204 | 0 | 0.0012607 | 0.0012599 | 0.0012599 | 204 | 793
205 | 3.4167 | 0 | 0.0062977 | 8.0852e-11 | 0 | 0 | 0 | 0 | 8.0852e-11 | 1.3475e-12 | 0.0017788 | 0.0017772 | 0.0017772 | 562 | 205 | 0 | 0.0012607 | 0.0012599 | 0.0012599 | 205 | 793
206 | 3.4333 | 0 | 0.0062977 | 7.2878e-11 | 0 | 0 | 0 | 0 | 7.2878e-11 | 1.2146e-12 | 0.0017788 | 0.0017772 | 0.0017772 | 562 | 206 | 0 | 0.0012607 | 0.0012599 | 0.0012599 | 206 | 793
207 | 3.45 | 0 | 0.0062977 | 6.569e-11 | 0 | 0 | 0 | 0 | 6.569e-11 | 1.0948e-12 | 0.0017788 | 0.0017772 | 0.0017772 | 562 | 207 | 0 | 0.0012607 | 0.0012599 | 0.0012599 | 207 | 793
208 | 3.4667 | 0 | 0.0062977 | 5.9212e-11 | 0 | 0 | 0 | 0 | 5.9212e-11 | 9.8686e-13 | 0.0017788 | 0.0017772 | 0.0017772 | 562 | 208 | 0 | 0.0012607 | 0.0012599 | 0.0012599 | 208 | 793
209 | 3.4833 | 0 | 0.0062977 | 5.3372e-11 | 0 | 0 | 0 | 0 | 5.3372e-11 | 8.8953e-13 | 0.0017788 | 0.0017772 | 0.0017772 | 562 | 209 | 0 | 0.0012607 | 0.0012599 | 0.0012599 | 209 | 793
210 | 3.5 | 0 | 0.0062977 | 4.8108e-11 | 0 | 0 | 0 | 0 | 4.8108e-11 | 8.018e-13 | 0.0017788 | 0.0017772 | 0.0017772 | 562 | 210 | 0 | 0.0012607 | 0.0012599 | 0.0012599 | 210 | 793
211 | 3.5167 | 0 | 0.0062977 | 4.3364e-11 | 0 | 0 | 0 | 0 | 4.3364e-11 | 7.2273e-13 | 0.0017788 | 0.0017772 | 0.0017772 | 562 | 211 | 0 | 0.0012607 | 0.0012599 | 0.0012599 | 211 | 793
212 | 3.5333 | 0 | 0.0062977 | 3.9087e-11 | 0 | 0 | 0 | 0 | 3.9087e-11 | 6.5145e-13 | 0.0017788 | 0.0017772 | 0.0017772 | 562 | 212 | 0 | 0.0012607 | 0.0012599 | 0.0012599 | 212 | 793
213 | 3.55 | 0 | 0.0062977 | 3.5232e-11 | 0 | 0 | 0 | 0 | 3.5232e-11 | 5.872e-13 | 0.0017788 | 0.0017772 | 0.0017772 | 562 | 213 | 0 | 0.0012607 | 0.0012599 | 0.0012599 | 213 | 793
214 | 3.5667 | 0 | 0.0062977 | 3.1757e-11 | 0 | 0 | 0 | 0 | 3.1757e-11 | 5.2929e-13 | 0.0017788 | 0.0017772 | 0.0017772 | 562 | 214 | 0 | 0.0012607 | 0.0012599 | 0.0012599 | 214 | 793
215 | 3.5833 | 0 | 0.0062977 | 2.8625e-11 | 0 | 0 | 0 | 0 | 2.8625e-11 | 4.7709e-13 | 0.0017788 | 0.0017772 | 0.0017772 | 562 | 215 | 0 | 0.0012607 | 0.0012599 | 0.0012599 | 215 | 793
216 | 3.6 | 0 | 0.0062977 | 2.5802e-11 | 0 | 0 | 0 | 0 | 2.5802e-11 | 4.3003e-13 | 0.0017788 | 0.0017772 | 0.0017772 | 562 | 216 | 0 | 0.0012607 | 0.0012599 | 0.0012599 | 216 | 793
217 | 3.6167 | 0 | 0.0062977 | 2.3257e-11 | 0 | 0 | 0 | 0 | 2.3257e-11 | 3.8762e-13 | 0.0017788 | 0.0017772 | 0.0017772 | 562 | 217 | 0 | 0.0012607 | 0.0012599 | 0.0012599 | 217 | 793
218 | 3.6333 | 0 | 0.0062977 | 2.0964e-11 | 0 | 0 | 0 | 0 | 2.0964e-11 | 3.4939e-13 | 0.0017788 | 0.0017772 | 0.0017772 | 562 | 218 | 0 | 0.0012607 | 0.0012599 | 0.0012599 | 218 | 793
219 | 3.65 | 0 | 0.0062977 | 1.8896e-11 | 0 | 0 | 0 | 0 | 1.8896e-11 | 3.1493e-13 | 0.0017788 | 0.0017772 | 0.0017772 | 562 | 219 | 0 | 0.0012607 | 0.0012599 | 0.0012599 | 219 | 793
220 | 3.6667 | 0 | 0.0062977 | 1.7032e-11 | 0 | 0 | 0 | 0 | 1.7032e-11 | 2.8387e-13 | 0.0017788 | 0.0017772 | 0.0017772 | 562 | 220 | 0 | 0.0012607 | 0.0012599 | 0.0012599 | 220 | 793
221 | 3.6833 | 0 | 0.0062977 | 1.5353e-11 | 0 | 0 | 0 | 0 | 1.5353e-11 | 2.5588e-13 | 0.0017788 | 0.0017772 | 0.0017772 | 562 | 221 | 0 | 0.0012607 | 0.0012599 | 0.0012599 | 221 | 793
222 | 3.7 | 0 | 0.0062977 | 1.3838e-11 | 0 | 0 | 0 | 0 | 1.3838e-11 | 2.3064e-13 | 0.0017788 | 0.0017772 | 0.0017772 | 562 | 222 | 0 | 0.0012607 | 0.0012599 | 0.0012599 | 222 | 793
223 | 3.7167 | 0 | 0.0062977 | 1.2474e-11 | 0 | 0 | 0 | 0 | 1.2474e-11 | 2.0789e-13 | 0.0017788 | 0.0017772 | 0.0017772 | 562 | 223 | 0 | 0.0012607 | 0.0012599 | 0.0012599 | 223 | 793
224 | 3.7333 | 0 | 0.0062977 | 1.1243e-11 | 0 | 0 | 0 | 0 | 1.1243e-11 | 1.8739e-13 | 0.0017788 | 0.0017772 | 0.0017772 | 562 | 224 | 0 | 0.0012607 | 0.0012599 | 0.0012599 | 224 | 793
225 | 3.75 | 0 | 0.0062977 | 1.0135e-11 | 0 | 0 | 0 | 0 | 1.0135e-11 | 1.6891e-13 | 0.0017788 | 0.0017772 | 0.0017772 | 562 | 225 | 0 | 0.0012607 | 0.0012599 | 0.0012599 | 225 | 793
226 | 3.7667 | 0 | 0.0062977 | 9.1351e-12 | 0 | 0 | 0 | 0 | 9.1351e-12 | 1.5225e-13 | 0.0017788 | 0.0017772 | 0.0017772 | 562 | 226 | 0 | 0.0012607 | 0.0012599 | 0.0012599 | 226 | 793
227 | 3.7833 | 0 | 0.0062977 | 8.2341e-12 | 0 | 0 | 0 | 0 | 8.2341e-12 | 1.3724e-13 | 0.0017788 | 0.0017772 | 0.0017772 | 562 | 227 | 0 | 0.0012607 | 0.0012599 | 0.0012599 | 227 | 793
228 | 3.8 | 0 | 0.0062977 | 7.422e-12 | 0 | 0 | 0 | 0 | 7.422e-12 | 1.237e-13 | 0.0017788 | 0.0017772 | 0.0017772 | 562 | 228 | 0 | 0.0012607 | 0.0012599 | 0.0012599 | 228 | 793
229 | 3.8167 | 0 | 0.0062977 | 6.69e-12 | 0 | 0 | 0 | 0 | 6.69e-12 | 1.115e-13 | 0.0017788 | 0.0017772 | 0.0017772 | 562 | 229 | 0 | 0.0012607 | 0.0012599 | 0.0012599 | 229 | 793
230 | 3.8333 | 0 | 0.0062977 | 6.0302e-12 | 0 | 0 | 0 | 0 | 6.0302e-12 | 1.005e-13 | 0.0017788 | 0.0017772 | 0.0017772 | 562 | 230 | 0 | 0.0012607 | 0.0012599 | 0.0012599 | 230 | 793
231 | 3.85 | 0 | 0.0062977 | 5.4355e-12 | 0 | 0 | 0 | 0 | 5.4355e-12 | 9.0592e-14 | 0.0017788 | 0.0017772 | 0.0017772 | 562 | 231 | 0 | 0.0012607 | 0.0012599 | 0.0012599 | 231 | 793
232 | 3.8667 | 0 | 0.0062977 | 4.8994e-12 | 0 | 0 | 0 | 0 | 4.8994e-12 | 8.1657e-14 | 0.0017788 | 0.0017772 | 0.0017772 | 562 | 232 | 0 | 0.0012607 | 0.0012599 | 0.0012599 | 232 | 793
233 | 3.8833 | 0 | 0.0062977 | 4.4162e-12 | 0 | 0 | 0 | 0 | 4.4162e-12 | 7.3604e-14 | 0.0017788 | 0.0017772 | 0.0017772 | 562 | 233 | 0 | 0.0012607 | 0.0012599 | 0.0012599 | 233 | 793
234 | 3.9 | 0 | 0.0062977 | 3.9807e-12 | 0 | 0 | 0 | 0 | 3.9807e-12 | 6.6345e-14 | 0.0017788 | 0.0017772 | 0.0017772 | 562 | 234 | 0 | 0.0012607 | 0.0012599 | 0.0012599 | 234 | 793
235 | 3.9167 | 0 | 0.0062977 | 3.5881e-12 | 0 | 0 | 0 | 0 | 3.5881e-12 | 5.9802e-14 | 0.0017788 | 0.0017772 | 0.0017772 | 562 | 235 | 0 | 0.0012607 | 0.0012599 | 0.0012599 | 235 | 793
236 | 3.9333 | 0 | 0.0062977 | 3.2342e-12 | 0 | 0 | 0 | 0 | 3.2342e-12 | 5.3904e-14 | 0.0017788 | 0.0017772 | 0.0017772 | 562 | 236 | 0 | 0.0012607 | 0.0012599 | 0.0012599 | 236 | 793
237 | 3.95 | 0 | 0.0062977 | 2.9152e-12 | 0 | 0 | 0 | 0 | 2.9152e-12 | 4.8587e-14 | 0.0017788 | 0.0017772 | 0.0017772 | 562 | 237 | 0 | 0.0012607 | 0.0012599 | 0.0012599 | 237 | 793
238 | 3.9667 | 0 | 0.0062977 | 2.6277e-12 | 0 | 0 | 0 | 0 | 2.6277e-12 | 4.3796e-14 | 0.0017788 | 0.0017772 | 0.0017772 | 562 | 238 | 0 | 0.0012607 | 0.0012599 | 0.0012599 | 238 | 793
239 | 3.9833 | 0 | 0.0062977 | 2.3686e-12 | 0 | 0 | 0 | 0 | 2.3686e-12 | 3.9476e-14 | 0.0017788 | 0.0017772 | 0.0017772 | 562 | 239 | 0 | 0.0012607 | 0.0012599 | 0.0012599 | 239 | 793
240 | 4 | 0 | 0.0062977 | 2.135e-12 | 34.8162 | 0 | 0 | 0 | 2.135e-12 | 3.5583e-14 | 0.0017788 | 0.0017772 | 0.0017772 | 562 | 240 | 0 | 0.0012607 | 0.0012599 | 0.0012599 | 240 | 793
241 | 4.0167 | 0 | 0.0062977 | 1.9244e-12 | 34.8162 | 0.00064995 | 0.00064995 | 0 | 0.00064995 | 1.0833e-05 | 0.0017846 | 0.001783 | 0.001783 | 560 | 241 | 0 | 0.0012607 | 0.0012599 | 0.0012599 | 241 | 793
242 | 4.0333 | 0 | 0.0062977 | 1.7346e-12 | 34.8162 | 0.0012358 | 0.0012358 | 0 | 0.0012358 | 2.0597e-05 | 0.0017957 | 0.0017941 | 0.0017941 | 557 | 242 | 0 | 0.0012607 | 0.0012599 | 0.0012599 | 242 | 793
243 | 4.05 | 0 | 0.0062977 | 1.5635e-12 | 34.8162 | 0.0017639 | 0.0017639 | 0 | 0.0017639 | 2.9398e-05 | 0.0018116 | 0.00181 | 0.00181 | 552 | 243 | 0 | 0.0012607 | 0.0012599 | 0.0012599 | 243 | 793
244 | 4.0667 | 0 | 0.0062977 | 1.4093e-12 | 34.8162 | 0.0022399 | 0.0022399 | 0 | 0.0022399 | 3.7331e-05 | 0.0018318 | 0.0018301 | 0.0018301 | 546 | 244 | 0 | 0.0012607 | 0.0012599 | 0.0012599 | 244 | 793
245 | 4.0833 | 0 | 0.0062977 | 1.2703e-12 | 34.8162 | 0.0026689 | 0.0026689 | 0 | 0.0026689 | 4.4482e-05 | 0.0018558 | 0.0018541 | 0.0018541 | 539 | 245 | 0 | 0.0012607 | 0.0012599 | 0.0012599 | 245 | 793
246 | 4.1 | 0 | 0.0062977 | 1.1451e-12 | 34.8162 | 0.0030557 | 0.0030557 | 0 | 0.0030557 | 5.0928e-05 | 0.0018833 | 0.0018815 | 0.0018815 | 531 | 246 | 0 | 0.0012607 | 0.0012599 | 0.0012599 | 246 | 793
247 | 4.1167 | 0 | 0.0062977 | 1.0321e-12 | 34.8162 | 0.0034042 | 0.0034042 | 0 | 0.0034042 | 5.6737e-05 | 0.0019139 | 0.0019121 | 0.0019121 | 522 | 247 | 0 | 0.0012607 | 0.0012599 | 0.0012599 | 247 | 793
248 | 4.1333 | 0 | 0.0062977 | 9.3033e-13 | 34.8162 | 0.0037185 | 0.0037185 | 0 | 0.0037185 | 6.1974e-05 | 0.0019474 | 0.0019455 | 0.0019455 | 514 | 248 | 0 | 0.0012607 | 0.0012599 | 0.0012599 | 248 | 793
249 | 4.15 | 0 | 0.0062977 | 8.3858e-13 | 34.8162 | 0.0040017 | 0.0040017 | 0 | 0.0040017 | 6.6695e-05 | 0.0019834 | 0.0019814 | 0.0019814 | 504 | 249 | 0 | 0.0012607 | 0.0012599 | 0.0012599 | 249 | 793
250 | 4.1667 | 0 | 0.0062977 | 7.5587e-13 | 34.8162 | 0.004257 | 0.004257 | 0 | 0.004257 | 7.0949e-05 | 0.0020217 | 0.0020197 | 0.0020197 | 495 | 250 | 0 | 0.0012607 | 0.0012599 | 0.0012599 | 250 | 793
251 | 4.1833 | 0 | 0.0062977 | 6.8133e-13 | 34.8162 | 0.0044871 | 0.0044871 | 0 | 0.0044871 | 7.4785e-05 | 0.0020621 | 0.00206 | 0.00206 | 485 | 251 | 0 | 0.0012607 | 0.0012599 | 0.0012599 | 251 | 793
252 | 4.2 | 0 | 0.0062977 | 6.1413e-13 | 34.8162 | 0.0046945 | 0.0046945 | 0 | 0.0046945 | 7.8242e-05 | 0.0021044 | 0.0021021 | 0.0021021 | 475 | 252 | 0 | 0.0012607 | 0.0012599 | 0.0012599 | 252 | 793
253 | 4.2167 | 0 | 0.0062977 | 5.5356e-13 | 34.8162 | 0.0048815 | 0.0048815 | 0 | 0.0048815 | 8.1358e-05 | 0.0021483 | 0.002146 | 0.002146 | 465 | 253 | 0 | 0.0012607 | 0.0012599 | 0.0012599 | 253 | 793
254 | 4.2333 | 0 | 0.0062977 | 4.9897e-13 | 34.8162 | 0.00505 | 0.00505 | 0 | 0.00505 | 8.4166e-05 | 0.0021937 | 0.0021913 | 0.0021913 | 456 | 254 | 0 | 0.0012607 | 0.0012599 | 0.0012599 | 254 | 793
255 | 4.25 | 0 | 0.0062977 | 4.4976e-13 | 34.8162 | 0.0052019 | 0.0052019 | 0 | 0.0052019 | 8.6698e-05 | 0.0022406 | 0.002238 | 0.002238 | 446 | 255 | 0 | 0.0012607 | 0.0012599 | 0.0012599 | 255 | 793
256 | 4.2667 | 0 | 0.0062977 | 4.054e-13 | 34.8162 | 0.0053388 | 0.0053388 | 0 | 0.0053388 | 8.898e-05 | 0.0022886 | 0.002286 | 0.002286 | 437 | 256 | 0 | 0.0012607 | 0.0012599 | 0.0012599 | 256 | 793
257 | 4.2833 | 0 | 0.0062977 | 3.6542e-13 | 34.8162 | 0.0054622 | 0.0054622 | 0 | 0.0054622 | 9.1037e-05 | 0.0023378 | 0.002335 | 0.002335 | 428 | 257 | 0 | 0.0012607 | 0.0012599 | 0.0012599 | 257 | 793
258 | 4.3 | 0 | 0.0062977 | 3.2938e-13 | 34.8162 | 0.0055735 | 0.0055735 | 0 | 0.0055735 | 9.2891e-05 | 0.0023879 | 0.0023851 | 0.0023851 | 419 | 258 | 0 | 0.0012607 | 0.0012599 | 0.0012599 | 258 | 793
259 | 4.3167 | 0 | 0.0062977 | 2.9689e-13 | 34.8162 | 0.0056737 | 0.0056737 | 0 | 0.0056737 | 9.4562e-05 | 0.002439 | 0.002436 | 0.002436 | 410 | 259 | 0 | 0.0012607 | 0.0012599 | 0.0012599 | 259 | 793
260 | 4.3333 | 0 | 0.0062977 | 2.6761e-13 | 34.8162 | 0.0057641 | 0.0057641 | 0 | 0.0057641 | 9.6069e-05 | 0.0024909 | 0.0024878 | 0.0024878 | 401 | 260 | 0 | 0.0012607 | 0.0012599 | 0.0012599 | 260 | 793
261 | 4.35 | 0 | 0.0062977 | 2.4122e-13 | 34.8162 | 0.0058456 | 0.0058456 | 0 | 0.0058456 | 9.7427e-05 | 0.0025435 | 0.0025402 | 0.0025402 | 393 | 261 | 0 | 0.0012607 | 0.0012599 | 0.0012599 | 261 | 793
262 | 4.3667 | 0 | 0.0062977 | 2.1743e-13 | 34.8162 | 0.005919 | 0.005919 | 0 | 0.005919 | 9.865e-05 | 0.0025968 | 0.0025934 | 0.0025934 | 385 | 262 | 0 | 0.0012607 | 0.0012599 | 0.0012599 | 262 | 793
263 | 4.3833 | 0 | 0.0062977 | 1.9599e-13 | 34.8162 | 0.0059852 | 0.0059852 | 0 | 0.0059852 | 9.9754e-05 | 0.0026506 | 0.0026471 | 0.0026471 | 377 | 263 | 0 | 0.0012607 | 0.0012599 | 0.0012599 | 263 | 793
264 | 4.4 | 0 | 0.0062977 | 1.7666e-13 | 34.8162 | 0.0060449 | 0.0060449 | 0 | 0.0060449 | 0.00010075 | 0.002705 | 0.0027014 | 0.0027014 | 370 | 264 | 0 | 0.0012607 | 0.0012599 | 0.0012599 | 264 | 793
265 | 4.4167 | 0 | 0.0062977 | 1.5923e-13 | 34.8162 | 0.0060987 | 0.0060987 | 0 | 0.0060987 | 0.00010164 | 0.0027599 | 0.0027561 | 0.0027561 | 362 | 265 | 0 | 0.0012607 | 0.0012599 | 0.0012599 | 265 | 793
266 | 4.4333 | 0 | 0.0062977 | 1.4353e-13 | 34.8162 | 0.0061471 | 0.0061471 | 0 | 0.0061471 | 0.00010245 | 0.0028152 | 0.0028113 | 0.0028113 | 355 | 266 | 0 | 0.0012607 | 0.0012599 | 0.0012599 | 266 | 793
267 | 4.45 | 0 | 0.0062977 | 1.2937e-13 | 34.8162 | 0.0061908 | 0.0061908 | 0 | 0.0061908 | 0.00010318 | 0.002871 | 0.0028668 | 0.0028668 | 348 | 267 | 0 | 0.0012607 | 0.0012599 | 0.0012599 | 267 | 793
268 | 4.4667 | 0 | 0.0062977 | 1.1661e-13 | 34.8162 | 0.0062302 | 0.0062302 | 0 | 0.0062302 | 0.00010384 | 0.002927 | 0.0029227 | 0.0029227 | 342 | 268 | 0 | 0.0012607 | 0.0012599 | 0.0012599 | 268 | 793
269 | 4.4833 | 0 | 0.0062977 | 1.0511e-13 | 34.8162 | 0.0062657 | 0.0062657 | 0 | 0.0062657 | 0.00010443 | 0.0029834 | 0.002979 | 0.002979 | 335 | 269 | 0 | 0.0012607 | 0.0012599 | 0.0012599 | 269 | 793
270 | 4.5 | 0 | 0.0062977 | 9.4747e-14 | 34.8162 | 0.0062977 | 0.0062977 | 0 | 0.0062977 | 0.00010496 | 0.0030401 | 0.0030355 | 0.0030355 | 329 | 270 | 0 | 0.0012607 | 0.0012599 | 0.0012599 | 270 | 793
271 | 4.5167 | 0 | 0.0062977 | 8.5403e-14 | 0 | 0.0062977 | 0.0056766 | 0 | 0.0056766 | 9.461e-05 | 0.0030912 | 0.0030864 | 0.0030864 | 324 | 271 | 0 | 0.0012607 | 0.0012599 | 0.0012599 | 271 | 793
272 | 4.5333 | 0 | 0.0062977 | 7.698e-14 | 0 | 0.0062977 | 0.0051168 | 0 | 0.0051168 | 8.5279e-05 | 0.0031372 | 0.0031323 | 0.0031323 | 319 | 272 | 0 | 0.0012607 | 0.0012599 | 0.0012599 | 272 | 793
273 | 4.55 | 0 | 0.0062977 | 6.9388e-14 | 0 | 0.0062977 | 0.0046121 | 0 | 0.0046121 | 7.6869e-05 | 0.0031787 | 0.0031737 | 0.0031737 | 315 | 273 | 0 | 0.0012607 | 0.0012599 | 0.0012599 | 273 | 793
274 | 4.5667 | 0 | 0.0062977 | 6.2544e-14 | 0 | 0.0062977 | 0.0041573 | 0 | 0.0041573 | 6.9288e-05 | 0.0032162 | 0.003211 | 0.003211 | 311 | 274 | 0 | 0.0012607 | 0.0012599 | 0.0012599 | 274 | 793
275 | 4.5833 | 0 | 0.0062977 | 5.6376e-14 | 0 | 0.0062977 | 0.0037472 | 0 | 0.0037472 | 6.2454e-05 | 0.0032499 | 0.0032446 | 0.0032446 | 308 | 275 | 0 | 0.0012607 | 0.0012599 | 0.0012599 | 275 | 793
276 | 4.6 | 0 | 0.0062977 | 5.0816e-14 | 0 | 0.0062977 | 0.0033777 | 0 | 0.0033777 | 5.6295e-05 | 0.0032803 | 0.0032749 | 0.0032749 | 305 | 276 | 0 | 0.0012607 | 0.0012599 | 0.0012599 | 276 | 793
277 | 4.6167 | 0 | 0.0062977 | 4.5804e-14 | 0 | 0.0062977 | 0.0030446 | 0 | 0.0030446 | 5.0743e-05 | 0.0033077 | 0.0033022 | 0.0033022 | 302 | 277 | 0 | 0.0012607 | 0.0012599 | 0.0012599 | 277 | 793
278 | 4.6333 | 0 | 0.0062977 | 4.1287e-14 | 0 | 0.0062977 | 0.0027443 | 0 | 0.0027443 | 4.5738e-05 | 0.0033324 | 0.0033268 | 0.0033268 | 300 | 278 | 0 | 0.0012607 | 0.0012599 | 0.0012599 | 278 | 793
279 | 4.65 | 0 | 0.0062977 | 3.7215e-14 | 0 | 0.0062977 | 0.0024736 | 0 | 0.0024736 | 4.1227e-05 | 0.0033546 | 0.003349 | 0.003349 | 298 | 279 | 0 | 0.0012607 | 0.0012599 | 0.0012599 | 279 | 793
280 | 4.6667 | 0 | 0.0062977 | 3.3545e-14 | 0 | 0.0062977 | 0.0022297 | 0 | 0.0022297 | 3.7161e-05 | 0.0033747 | 0.003369 | 0.003369 | 296 | 280 | 0 | 0.0012607 | 0.0012599 | 0.0012599 | 280 | 793
281 | 4.6833 | 0 | 0.0062977 | 3.0236e-14 | 0 | 0.0062977 | 0.0020098 | 0 | 0.0020098 | 3.3496e-05 | 0.0033928 | 0.0033871 | 0.0033871 | 295 | 281 | 0 | 0.0012607 | 0.0012599 | 0.0012599 | 281 | 793
282 | 4.7 | 0 | 0.0062977 | 2.7254e-14 | 0 | 0.0062977 | 0.0018116 | 0 | 0.0018116 | 3.0193e-05 | 0.0034091 | 0.0034033 | 0.0034033 | 293 | 282 | 0 | 0.0012607 | 0.0012599 | 0.0012599 | 282 | 793
283 | 4.7167 | 0 | 0.0062977 | 2.4566e-14 | 0 | 0.0062977 | 0.0016329 | 0 | 0.0016329 | 2.7215e-05 | 0.0034238 | 0.0034179 | 0.0034179 | 292 | 283 | 0 | 0.0012607 | 0.0012599 | 0.0012599 | 283 | 793
284 | 4.7333 | 0 | 0.0062977 | 2.2143e-14 | 0 | 0.0062977 | 0.0014719 | 0 | 0.0014719 | 2.4531e-05 | 0.003437 | 0.0034311 | 0.0034311 | 291 | 284 | 0 | 0.0012607 | 0.0012599 | 0.0012599 | 284 | 793
285 | 4.75 | 0 | 0.0062977 | 1.996e-14 | 0 | 0.0062977 | 0.0013267 | 0 | 0.0013267 | 2.2112e-05 | 0.003449 | 0.003443 | 0.003443 | 290 | 285 | 0 | 0.0012607 | 0.0012599 | 0.0012599 | 285 | 793
286 | 4.7667 | 0 | 0.0062977 | 1.7991e-14 | 0 | 0.0062977 | 0.0011958 | 0 | 0.0011958 | 1.9931e-05 | 0.0034597 | 0.0034538 | 0.0034538 | 289 | 286 | 0 | 0.0012607 | 0.0012599 | 0.0012599 | 286 | 793
287 | 4.7833 | 0 | 0.0062977 | 1.6217e-14 | 0 | 0.0062977 | 0.0010779 | 0 | 0.0010779 | 1.7965e-05 | 0.0034695 | 0.0034634 | 0.0034634 | 288 | 287 | 0 | 0.0012607 | 0.0012599 | 0.0012599 | 287 | 793
288 | 4.8 | 0 | 0.0062977 | 1.4617e-14 | 0 | 0.0062977 | 0.0009716 | 0 | 0.0009716 | 1.6193e-05 | 0.0034782 | 0.0034722 | 0.0034722 | 288 | 288 | 0 | 0.0012607 | 0.0012599 | 0.0012599 | 288 | 793
289 | 4.8167 | 0 | 0.0062977 | 1.3176e-14 | 0 | 0.0062977 | 0.00087578 | 0 | 0.00087578 | 1.4596e-05 | 0.0034861 | 0.00348 | 0.00348 | 287 | 289 | 0 | 0.0012607 | 0.0012599 | 0.0012599 | 289 | 793
290 | 4.8333 | 0 | 0.0062977 | 1.1876e-14 | 0 | 0.0062977 | 0.0007894 | 0 | 0.0007894 | 1.3157e-05 | 0.0034932 | 0.0034871 | 0.0034871 | 286 | 290 | 0 | 0.0012607 | 0.0012599 | 0.0012599 | 290 | 793
291 | 4.85 | 0 | 0.0062977 | 1.0705e-14 | 0 | 0.0062977 | 0.00071155 | 0 | 0.00071155 | 1.1859e-05 | 0.0034996 | 0.0034935 | 0.0034935 | 286 | 291 | 0 | 0.0012607 | 0.0012599 | 0.0012599 | 291 | 793
292 | 4.8667 | 0 | 0.0062977 | 9.6492e-15 | 0 | 0.0062977 | 0.00064137 | 0 | 0.00064137 | 1.069e-05 | 0.0035054 | 0.0034992 | 0.0034992 | 285 | 292 | 0 | 0.0012607 | 0.0012599 | 0.0012599 | 292 | 793
293 | 4.8833 | 0 | 0.0062977 | 8.6976e-15 | 0 | 0.0062977 | 0.00057812 | 0 | 0.00057812 | 9.6353e-06 | 0.0035106 | 0.0035044 | 0.0035044 | 285 | 293 | 0 | 0.0012607 | 0.0012599 | 0.0012599 | 293 | 793
294 | 4.9 | 0 | 0.0062977 | 7.8398e-15 | 0 | 0.0062977 | 0.0005211 | 0 | 0.0005211 | 8.685e-06 | 0.0035153 | 0.0035091 | 0.0035091 | 284 | 294 | 0 | 0.0012607 | 0.0012599 | 0.0012599 | 294 | 793
295 | 4.9167 | 0 | 0.0062977 | 7.0666e-15 | 0 | 0.0062977 | 0.00046971 | 0 | 0.00046971 | 7.8285e-06 | 0.0035195 | 0.0035133 | 0.0035133 | 284 | 295 | 0 | 0.0012607 | 0.0012599 | 0.0012599 | 295 | 793
296 | 4.9333 | 0 | 0.0062977 | 6.3696e-15 | 0 | 0.0062977 | 0.00042338 | 0 | 0.00042338 | 7.0564e-06 | 0.0035233 | 0.0035171 | 0.0035171 | 284 | 296 | 0 | 0.0012607 | 0.0012599 | 0.0012599 | 296 | 793
297 | 4.95 | 0 | 0.0062977 | 5.7414e-15 | 0 | 0.0062977 | 0.00038163 | 0 | 0.00038163 | 6.3604e-06 | 0.0035267 | 0.0035205 | 0.0035205 | 284 | 297 | 0 | 0.0012607 | 0.0012599 | 0.0012599 | 297 | 793
298 | 4.9667 | 0 | 0.0062977 | 5.1752e-15 | 0 | 0.0062977 | 0.00034399 | 0 | 0.00034399 | 5.7332e-06 | 0.0035298 | 0.0035236 | 0.0035236 | 283 | 298 | 0 | 0.0012607 | 0.0012599 | 0.0012599 | 298 | 793
299 | 4.9833 | 0 | 0.0062977 | 4.6648e-15 | 0 | 0.0062977 | 0.00031006 | 0 | 0.00031006 | 5.1677e-06 | 0.0035326 | 0.0035264 | 0.0035264 | 283 | 299 | 0 | 0.0012607 | 0.0012599 | 0.0012599 | 299 | 793
300 | 5 | 0 | 0.0062977 | 4.2047e-15 | 0 | 0.0062977 | 0.00027948 | 0 | 0.00027948 | 4.6581e-06 | 0.0035351 | 0.0035289 | 0.0035289 | 283 | 300 | 0 | 0.0012607 | 0.0012599 | 0.0012599 | 300 | 793
301 | 5.0167 | 0 | 0.0062977 | 3.79e-15 | 0 | 0.0062977 | 0.00025192 | 0 | 0.00025192 | 4.1987e-06 | 0.0035374 | 0.0035311 | 0.0035311 | 283 | 301 | 0 | 0.0012607 | 0.0012599 | 0.0012599 | 301 | 793
302 | 5.0333 | 0 | 0.0062977 | 3.4162e-15 | 0 | 0.0062977 | 0.00022707 | 0 | 0.00022707 | 3.7846e-06 | 0.0035394 | 0.0035332 | 0.0035332 | 283 | 302 | 0 | 0.0012607 | 0.0012599 | 0.0012599 | 302 | 793
303 | 5.05 | 0 | 0.0062977 | 3.0793e-15 | 0 | 0.0062977 | 0.00020468 | 0 | 0.00020468 | 3.4113e-06 | 0.0035413 | 0.003535 | 0.003535 | 282 | 303 | 0 | 0.0012607 | 0.0012599 | 0.0012599 | 303 | 793
304 | 5.0667 | 0 | 0.0062977 | 2.7756e-15 | 0 | 0.0062977 | 0.00018449 | 0 | 0.00018449 | 3.0749e-06 | 0.0035429 | 0.0035367 | 0.0035367 | 282 | 304 | 0 | 0.0012607 | 0.0012599 | 0.0012599 | 304 | 793
305 | 5.0833 | 0 | 0.0062977 | 2.5019e-15 | 0 | 0.0062977 | 0.0001663 | 0 | 0.0001663 | 2.7716e-06 | 0.0035444 | 0.0035382 | 0.0035382 | 282 | 305 | 0 | 0.0012607 | 0.0012599 | 0.0012599 | 305 | 793
306 | 5.1 | 0 | 0.0062977 | 2.2551e-15 | 0 | 0.0062977 | 0.0001499 | 0 | 0.0001499 | 2.4983e-06 | 0.0035458 | 0.0035395 | 0.0035395 | 282 | 306 | 0 | 0.0012607 | 0.0012599 | 0.0012599 | 306 | 793
307 | 5.1167 | 0 | 0.0062977 | 2.0327e-15 | 0 | 0.0062977 | 0.00013511 | 0 | 0.00013511 | 2.2519e-06 | 0.003547 | 0.0035407 | 0.0035407 | 282 | 307 | 0 | 0.0012607 | 0.0012599 | 0.0012599 | 307 | 793
308 | 5.1333 | 0 | 0.0062977 | 1.8322e-15 | 0 | 0.0062977 | 0.00012179 | 0 | 0.00012179 | 2.0298e-06 | 0.0035481 | 0.0035418 | 0.0035418 | 282 | 308 | 0 | 0.0012607 | 0.0012599 | 0.0012599 | 308 | 793
309 | 5.15 | 0 | 0.0062977 | 1.6515e-15 | 0 | 0.0062977 | 0.00010978 | 0 | 0.00010978 | 1.8296e-06 | 0.0035491 | 0.0035428 | 0.0035428 | 282 | 309 | 0 | 0.0012607 | 0.0012599 | 0.0012599 | 309 | 793
310 | 5.1667 | 0 | 0.0062977 | 1.4887e-15 | 0 | 0.0062977 | 9.895e-05 | 0 | 9.895e-05 | 1.6492e-06 | 0.00355 | 0.0035437 | 0.0035437 | 282 | 310 | 0 | 0.0012607 | 0.0012599 | 0.0012599 | 310 | 793
311 | 5.1833 | 0 | 0.0062977 | 1.3418e-15 | 0 | 0.0062977 | 8.9191e-05 | 0 | 8.9191e-05 | 1.4865e-06 | 0.0035508 | 0.0035445 | 0.0035445 | 282 | 311 | 0 | 0.0012607 | 0.0012599 | 0.0012599 | 311 | 793
312 | 5.2 | 0 | 0.0062977 | 1.2095e-15 | 0 | 0.0062977 | 8.0394e-05 | 0 | 8.0394e-05 | 1.3399e-06 | 0.0035515 | 0.0035452 | 0.0035452 | 282 | 312 | 0 | 0.0012607 | 0.0012599 | 0.0012599 | 312 | 793
313 | 5.2167 | 0 | 0.0062977 | 1.0902e-15 | 0 | 0.0062977 | 7.2465e-05 | 0 | 7.2465e-05 | 1.2078e-06 | 0.0035522 | 0.0035459 | 0.0035459 | 282 | 313 | 0 | 0.0012607 | 0.0012599 | 0.0012599 | 313 | 793
314 | 5.2333 | 0 | 0.0062977 | 9.8269e-16 | 0 | 0.0062977 | 6.5319e-05 | 0 | 6.5319e-05 | 1.0886e-06 | 0.0035527 | 0.0035464 | 0.0035464 | 281 | 314 | 0 | 0.0012607 | 0.0012599 | 0.0012599 | 314 | 793
315 | 5.25 | 0 | 0.0062977 | 8.8578e-16 | 0 | 0.0062977 | 5.8877e-05 | 0 | 5.8877e-05 | 9.8128e-07 | 0.0035533 | 0.003547 | 0.003547 | 281 | 315 | 0 | 0.0012607 | 0.0012599 | 0.0012599 | 315 | 793
316 | 5.2667 | 0 | 0.0062977 | 7.9842e-16 | 0 | 0.0062977 | 5.307e-05 | 0 | 5.307e-05 | 8.845e-07 | 0.0035537 | 0.0035474 | 0.0035474 | 281 | 316 | 0 | 0.0012607 | 0.0012599 | 0.0012599 | 316 | 793
317 | 5.2833 | 0 | 0.0062977 | 7.1967e-16 | 0 | 0.0062977 | 4.7836e-05 | 0 | 4.7836e-05 | 7.9727e-07 | 0.0035542 | 0.0035479 | 0.0035479 | 281 | 317 | 0 | 0.0012607 | 0.0012599 | 0.0012599 | 317 | 793
318 | 5.3 | 0 | 0.0062977 | 6.487e-16 | 0 | 0.0062977 | 4.3118e-05 | 0 | 4.3118e-05 | 7.1864e-07 | 0.0035546 | 0.0035483 | 0.0035483 | 281 | 318 | 0 | 0.0012607 | 0.0012599 | 0.0012599 | 318 | 793
319 | 5.3167 | 0 | 0.0062977 | 5.8472e-16 | 0 | 0.0062977 | 3.8866e-05 | 0 | 3.8866e-05 | 6.4776e-07 | 0.0035549 | 0.0035486 | 0.0035486 | 281 | 319 | 0 | 0.0012607 | 0.0012599 | 0.0012599 | 319 | 793
320 | 5.3333 | 0 | 0.0062977 | 5.2705e-16 | 0 | 0.0062977 | 3.5033e-05 | 0 | 3.5033e-05 | 5.8388e-07 | 0.0035552 | 0.0035489 | 0.0035489 | 281 | 320 | 0 | 0.0012607 | 0.0012599 | 0.0012599 | 320 | 793
321 | 5.35 | 0 | 0.0062977 | 4.7507e-16 | 0 | 0.0062977 | 3.1577e-05 | 0 | 3.1577e-05 | 5.2629e-07 | 0.0035555 | 0.0035492 | 0.0035492 | 281 | 321 | 0 | 0.0012607 | 0.0012599 | 0.0012599 | 321 | 793
322 | 5.3667 | 0 | 0.0062977 | 4.2822e-16 | 0 | 0.0062977 | 2.8463e-05 | 0 | 2.8463e-05 | 4.7439e-07 | 0.0035558 | 0.0035495 | 0.0035495 | 281 | 322 | 0 | 0.0012607 | 0.0012599 | 0.0012599 | 322 | 793
323 | 5.3833 | 0 | 0.0062977 | 3.8598e-16 | 0 | 0.0062977 | 2.5656e-05 | 0 | 2.5656e-05 | 4.276e-07 | 0.003556 | 0.0035497 | 0.0035497 | 281 | 323 | 0 | 0.0012607 | 0.0012599 | 0.0012599 | 323 | 793
324 | 5.4 | 0 | 0.0062977 | 3.4792e-16 | 0 | 0.0062977 | 2.3126e-05 | 0 | 2.3126e-05 | 3.8543e-07 | 0.0035562 | 0.0035499 | 0.0035499 | 281 | 324 | 0 | 0.0012607 | 0.0012599 | 0.0012599 | 324 | 793
325 | 5.4167 | 0 | 0.0062977 | 3.136e-16 | 0 | 0.0062977 | 2.0845e-05 | 0 | 2.0845e-05 | 3.4742e-07 | 0.0035564 | 0.0035501 | 0.0035501 | 281 | 325 | 0 | 0.0012607 | 0.0012599 | 0.0012599 | 325 | 793
326 | 5.4333 | 0 | 0.0062977 | 2.8267e-16 | 0 | 0.0062977 | 1.8789e-05 | 0 | 1.8789e-05 | 3.1315e-07 | 0.0035566 | 0.0035503 | 0.0035503 | 281 | 326 | 0 | 0.0012607 | 0.0012599 | 0.0012599 | 326 | 793
327 | 5.45 | 0 | 0.0062977 | 2.548e-16 | 0 | 0.0062977 | 1.6936e-05 | 0 | 1.6936e-05 | 2.8227e-07 | 0.0035567 | 0.0035504 | 0.0035504 | 281 | 327 | 0 | 0.0012607 | 0.0012599 | 0.0012599 | 327 | 793
328 | 5.4667 | 0 | 0.0062977 | 2.2967e-16 | 0 | 0.0062977 | 1.5266e-05 | 0 | 1.5266e-05 | 2.5443e-07 | 0.0035569 | 0.0035505 | 0.0035505 | 281 | 328 | 0 | 0.0012607 | 0.0012599 | 0.0012599 | 328 | 793
329 | 5.4833 | 0 | 0.0062977 | 2.0702e-16 | 0 | 0.0062977 | 1.376e-05 | 0 | 1.376e-05 | 2.2934e-07 | 0.003557 | 0.0035507 | 0.0035507 | 281 | 329 | 0 | 0.0012607 | 0.0012599 | 0.0012599 | 329 | 793
330 | 5.5 | 0 | 0.0062977 | 1.866e-16 | 0 | 0.0062977 | 1.2403e-05 | 0 | 1.2403e-05 | 2.0672e-07 | 0.0035571 | 0.0035508 | 0.0035508 | 281 | 330 | 0 | 0.0012607 | 0.0012599 | 0.0012599 | 330 | 793
331 | 5.5167 | 0 | 0.0062977 | 1.682e-16 | 0 | 0.0062977 | 1.118e-05 | 0 | 1.118e-05 | 1.8633e-07 | 0.0035572 | 0.0035509 | 0.0035509 | 281 | 331 | 0 | 0.0012607 | 0.0012599 | 0.0012599 | 331 | 793
332 | 5.5333 | 0 | 0.0062977 | 1.5161e-16 | 0 | 0.0062977 | 1.0077e-05 | 0 | 1.0077e-05 | 1.6795e-07 | 0.0035573 | 0.003551 | 0.003551 | 281 | 332 | 0 | 0.0012607 | 0.0012599 | 0.0012599 | 332 | 793
333 | 5.55 | 0 | 0.0062977 | 1.3666e-16 | 0 | 0.0062977 | 9.0834e-06 | 0 | 9.0834e-06 | 1.5139e-07 | 0.0035574 | 0.003551 | 0.003551 | 281 | 333 | 0 | 0.0012607 | 0.0012599 | 0.0012599 | 333 | 793
334 | 5.5667 | 0 | 0.0062977 | 1.2318e-16 | 0 | 0.0062977 | 8.1875e-06 | 0 | 8.1875e-06 | 1.3646e-07 | 0.0035574 | 0.0035511 | 0.0035511 | 281 | 334 | 0 | 0.0012607 | 0.0012599 | 0.0012599 | 334 | 793
335 | 5.5833 | 0 | 0.0062977 | 1.1103e-16 | 0 | 0.0062977 | 7.38e-06 | 0 | 7.38e-06 | 1.23e-07 | 0.0035575 | 0.0035512 | 0.0035512 | 281 | 335 | 0 | 0.0012607 | 0.0012599 | 0.0012599 | 335 | 793
336 | 5.6 | 0 | 0.0062977 | 1.0008e-16 | 0 | 0.0062977 | 6.6522e-06 | 0 | 6.6522e-06 | 1.1087e-07 | 0.0035576 | 0.0035512 | 0.0035512 | 281 | 336 | 0 | 0.0012607 | 0.0012599 | 0.0012599 | 336 | 793
337 | 5.6167 | 0 | 0.0062977 | 9.0209e-17 | 0 | 0.0062977 | 5.9961e-06 | 0 | 5.9961e-06 | 9.9935e-08 | 0.0035576 | 0.0035513 | 0.0035513 | 281 | 337 | 0 | 0.0012607 | 0.0012599 | 0.0012599 | 337 | 793
338 | 5.6333 | 0 | 0.0062977 | 8.1312e-17 | 0 | 0.0062977 | 5.4047e-06 | 0 | 5.4047e-06 | 9.0079e-08 | 0.0035577 | 0.0035513 | 0.0035513 | 281 | 338 | 0 | 0.0012607 | 0.0012599 | 0.0012599 | 338 | 793
339 | 5.65 | 0 | 0.0062977 | 7.3293e-17 | 0 | 0.0062977 | 4.8717e-06 | 0 | 4.8717e-06 | 8.1195e-08 | 0.0035577 | 0.0035514 | 0.0035514 | 281 | 339 | 0 | 0.0012607 | 0.0012599 | 0.0012599 | 339 | 793
340 | 5.6667 | 0 | 0.0062977 | 6.6064e-17 | 0 | 0.0062977 | 4.3912e-06 | 0 | 4.3912e-06 | 7.3187e-08 | 0.0035578 | 0.0035514 | 0.0035514 | 281 | 340 | 0 | 0.0012607 | 0.0012599 | 0.0012599 | 340 | 793
341 | 5.6833 | 0 | 0.0062977 | 5.9549e-17 | 0 | 0.0062977 | 3.9581e-06 | 0 | 3.9581e-06 | 6.5969e-08 | 0.0035578 | 0.0035515 | 0.0035515 | 281 | 341 | 0 | 0.0012607 | 0.0012599 | 0.0012599 | 341 | 793
342 | 5.7 | 0 | 0.0062977 | 5.3676e-17 | 0 | 0.0062977 | 3.5678e-06 | 0 | 3.5678e-06 | 5.9463e-08 | 0.0035578 | 0.0035515 | 0.0035515 | 281 | 342 | 0 | 0.0012607 | 0.0012599 | 0.0012599 | 342 | 793
343 | 5.7167 | 0 | 0.0062977 | 4.8382e-17 | 0 | 0.0062977 | 3.2159e-06 | 0 | 3.2159e-06 | 5.3598e-08 | 0.0035579 | 0.0035515 | 0.0035515 | 281 | 343 | 0 | 0.0012607 | 0.0012599 | 0.0012599 | 343 | 793
344 | 5.7333 | 0 | 0.0062977 | 4.361e-17 | 0 | 0.0062977 | 2.8987e-06 | 0 | 2.8987e-06 | 4.8312e-08 | 0.0035579 | 0.0035516 | 0.0035516 | 281 | 344 | 0 | 0.0012607 | 0.0012599 | 0.0012599 | 344 | 793
345 | 5.75 | 0 | 0.0062977 | 3.9309e-17 | 0 | 0.0062977 | 2.6129e-06 | 0 | 2.6129e-06 | 4.3548e-08 | 0.0035579 | 0.0035516 | 0.0035516 | 281 | 345 | 0 | 0.0012607 | 0.0012599 | 0.0012599 | 345 | 793
346 | 5.7667 | 0 | 0.0062977 | 3.5433e-17 | 0 | 0.0062977 | 2.3552e-06 | 0 | 2.3552e-06 | 3.9253e-08 | 0.0035579 | 0.0035516 | 0.0035516 | 281 | 346 | 0 | 0.0012607 | 0.0012599 | 0.0012599 | 346 | 793
347 | 5.7833 | 0 | 0.0062977 | 3.1938e-17 | 0 | 0.0062977 | 2.1229e-06 | 0 | 2.1229e-06 | 3.5381e-08 | 0.0035579 | 0.0035516 | 0.0035516 | 281 | 347 | 0 | 0.0012607 | 0.0012599 | 0.0012599 | 347 | 793
348 | 5.8 | 0 | 0.0062977 | 2.8788e-17 | 0 | 0.0062977 | 1.9135e-06 | 0 | 1.9135e-06 | 3.1892e-08 | 0.003558 | 0.0035516 | 0.0035516 | 281 | 348 | 0 | 0.0012607 | 0.0012599 | 0.0012599 | 348 | 793
349 | 5.8167 | 0 | 0.0062977 | 2.5949e-17 | 0 | 0.0062977 | 1.7248e-06 | 0 | 1.7248e-06 | 2.8747e-08 | 0.003558 | 0.0035517 | 0.0035517 | 281 | 349 | 0 | 0.0012607 | 0.0012599 | 0.0012599 | 349 | 793
350 | 5.8333 | 0 | 0.0062977 | 2.339e-17 | 0 | 0.0062977 | 1.5547e-06 | 0 | 1.5547e-06 | 2.5912e-08 | 0.003558 | 0.0035517 | 0.0035517 | 281 | 350 | 0 | 0.0012607 | 0.0012599 | 0.0012599 | 350 | 793
351 | 5.85 | 0 | 0.0062977 | 2.1083e-17 | 0 | 0.0062977 | 1.4014e-06 | 0 | 1.4014e-06 | 2.3356e-08 | 0.003558 | 0.0035517 | 0.0035517 | 281 | 351 | 0 | 0.0012607 | 0.0012599 | 0.0012599 | 351 | 793
352 | 5.8667 | 0 | 0.0062977 | 1.9004e-17 | 0 | 0.0062977 | 1.2632e-06 | 0 | 1.2632e-06 | 2.1053e-08 | 0.003558 | 0.0035517 | 0.0035517 | 281 | 352 | 0 | 0.0012607 | 0.0012599 | 0.0012599 | 352 | 793
353 | 5.8833 | 0 | 0.0062977 | 1.7129e-17 | 0 | 0.0062977 | 1.1386e-06 | 0 | 1.1386e-06 | 1.8976e-08 | 0.003558 | 0.0035517 | 0.0035517 | 281 | 353 | 0 | 0.0012607 | 0.0012599 | 0.0012599 | 353 | 793
354 | 5.9 | 0 | 0.0062977 | 1.544e-17 | 0 | 0.0062977 | 1.0263e-06 | 0 | 1.0263e-06 | 1.7105e-08 | 0.003558 | 0.0035517 | 0.0035517 | 281 | 354 | 0 | 0.0012607 | 0.0012599 | 0.0012599 | 354 | 793
355 | 5.9167 | 0 | 0.0062977 | 1.3917e-17 | 0 | 0.0062977 | 9.2507e-07 | 0 | 9.2507e-07 | 1.5418e-08 | 0.003558 | 0.0035517 | 0.0035517 | 281 | 355 | 0 | 0.0012607 | 0.0012599 | 0.0012599 | 355 | 793
356 | 5.9333 | 0 | 0.0062977 | 1.2545e-17 | 0 | 0.0062977 | 8.3383e-07 | 0 | 8.3383e-07 | 1.3897e-08 | 0.003558 | 0.0035517 | 0.0035517 | 281 | 356 | 0 | 0.0012607 | 0.0012599 | 0.0012599 | 356 | 793
357 | 5.95 | 0 | 0.0062977 | 1.1307e-17 | 0 | 0.0062977 | 7.516e-07 | 0 | 7.516e-07 | 1.2527e-08 | 0.0035581 | 0.0035517 | 0.0035517 | 281 | 357 | 0 | 0.0012607 | 0.0012599 | 0.0012599 | 357 | 793
358 | 5.9667 | 0 | 0.0062977 | 1.0192e-17 | 0 | 0.0062977 | 6.7747e-07 | 0 | 6.7747e-07 | 1.1291e-08 | 0.0035581 | 0.0035517 | 0.0035517 | 281 | 358 | 0 | 0.0012607 | 0.0012599 | 0.0012599 | 358 | 793
359 | 5.9833 | 0 | 0.0062977 | 9.1871e-18 | 0 | 0.0062977 | 6.1065e-07 | 0 | 6.1065e-07 | 1.0178e-08 | 0.0035581 | 0.0035517 | 0.0035517 | 281 | 359 | 0 | 0.0012607 | 0.0012599 | 0.0012599 | 359 | 793
360 | 6 | 0 | 0.0062977 | 8.281e-18 | 0 | 0.0062977 | 5.5043e-07 | 0 | 5.5043e-07 | 9.1738e-09 | 0.0035581 | 0.0035517 | 0.0035517 | 281 | 360 | 0 | 0.0012607 | 0.0012599 | 0.0012599 | 360 | 793
361 | 6.0167 | 0 | 0.0062977 | 7.4643e-18 | 0 | 0.0062977 | 4.9614e-07 | 0 | 4.9614e-07 | 8.2691e-09 | 0.0035581 | 0.0035518 | 0.0035518 | 281 | 361 | 0 | 0.0012607 | 0.0012599 | 0.0012599 | 361 | 793
362 | 6.0333 | 0 | 0.0062977 | 6.7281e-18 | 0 | 0.0062977 | 4.4721e-07 | 0 | 4.4721e-07 | 7.4535e-09 | 0.0035581 | 0.0035518 | 0.0035518 | 281 | 362 | 0 | 0.0012607 | 0.0012599 | 0.0012599 | 362 | 793
363 | 6.05 | 0 | 0.0062977 | 6.0646e-18 | 0 | 0.0062977 | 4.0311e-07 | 0 | 4.0311e-07 | 6.7184e-09 | 0.0035581 | 0.0035518 | 0.0035518 | 281 | 363 | 0 | 0.0012607 | 0.0012599 | 0.0012599 | 363 | 793
364 | 6.0667 | 0 | 0.0062977 | 5.4665e-18 | 0 | 0.0062977 | 3.6335e-07 | 0 | 3.6335e-07 | 6.0558e-09 | 0.0035581 | 0.0035518 | 0.0035518 | 281 | 364 | 0 | 0.0012607 | 0.0012599 | 0.0012599 | 364 | 793
365 | 6.0833 | 0 | 0.0062977 | 4.9273e-18 | 0 | 0.0062977 | 3.2751e-07 | 0 | 3.2751e-07 | 5.4586e-09 | 0.0035581 | 0.0035518 | 0.0035518 | 281 | 365 | 0 | 0.0012607 | 0.0012599 | 0.0012599 | 365 | 793
366 | 6.1 | 0 | 0.0062977 | 4.4414e-18 | 0 | 0.0062977 | 2.9521e-07 | 0 | 2.9521e-07 | 4.9202e-09 | 0.0035581 | 0.0035518 | 0.0035518 | 281 | 366 | 0 | 0.0012607 | 0.0012599 | 0.0012599 | 366 | 793
367 | 6.1167 | 0 | 0.0062977 | 4.0033e-18 | 0 | 0.0062977 | 2.661e-07 | 0 | 2.661e-07 | 4.435e-09 | 0.0035581 | 0.0035518 | 0.0035518 | 281 | 367 | 0 | 0.0012607 | 0.0012599 | 0.0012599 | 367 | 793
368 | 6.1333 | 0 | 0.0062977 | 3.6085e-18 | 0 | 0.0062977 | 2.3985e-07 | 0 | 2.3985e-07 | 3.9976e-09 | 0.0035581 | 0.0035518 | 0.0035518 | 281 | 368 | 0 | 0.0012607 | 0.0012599 | 0.0012599 | 368 | 793
369 | 6.15 | 0 | 0.0062977 | 3.2526e-18 | 0 | 0.0062977 | 2.162e-07 | 0 | 2.162e-07 | 3.6033e-09 | 0.0035581 | 0.0035518 | 0.0035518 | 281 | 369 | 0 | 0.0012607 | 0.0012599 | 0.0012599 | 369 | 793
370 | 6.1667 | 0 | 0.0062977 | 2.9318e-18 | 0 | 0.0062977 | 1.9488e-07 | 0 | 1.9488e-07 | 3.2479e-09 | 0.0035581 | 0.0035518 | 0.0035518 | 281 | 370 | 0 | 0.0012607 | 0.0012599 | 0.0012599 | 370 | 793
371 | 6.1833 | 0 | 0.0062977 | 2.6427e-18 | 0 | 0.0062977 | 1.7566e-07 | 0 | 1.7566e-07 | 2.9276e-09 | 0.0035581 | 0.0035518 | 0.0035518 | 281 | 371 | 0 | 0.0012607 | 0.0012599 | 0.0012599 | 371 | 793
372 | 6.2 | 0 | 0.0062977 | 2.3821e-18 | 0 | 0.0062977 | 1.5833e-07 | 0 | 1.5833e-07 | 2.6389e-09 | 0.0035581 | 0.0035518 | 0.0035518 | 281 | 372 | 0 | 0.0012607 | 0.0012599 | 0.0012599 | 372 | 793
373 | 6.2167 | 0 | 0.0062977 | 2.1471e-18 | 0 | 0.0062977 | 1.4272e-07 | 0 | 1.4272e-07 | 2.3786e-09 | 0.0035581 | 0.0035518 | 0.0035518 | 281 | 373 | 0 | 0.0012607 | 0.0012599 | 0.0012599 | 373 | 793
374 | 6.2333 | 0 | 0.0062977 | 1.9354e-18 | 0 | 0.0062977 | 1.2864e-07 | 0 | 1.2864e-07 | 2.144e-09 | 0.0035581 | 0.0035518 | 0.0035518 | 281 | 374 | 0 | 0.0012607 | 0.0012599 | 0.0012599 | 374 | 793
375 | 6.25 | 0 | 0.0062977 | 1.7445e-18 | 0 | 0.0062977 | 1.1595e-07 | 0 | 1.1595e-07 | 1.9326e-09 | 0.0035581 | 0.0035518 | 0.0035518 | 281 | 375 | 0 | 0.0012607 | 0.0012599 | 0.0012599 | 375 | 793
376 | 6.2667 | 0 | 0.0062977 | 1.5724e-18 | 0 | 0.0062977 | 1.0452e-07 | 0 | 1.0452e-07 | 1.742e-09 | 0.0035581 | 0.0035518 | 0.0035518 | 281 | 376 | 0 | 0.0012607 | 0.0012599 | 0.0012599 | 376 | 793
377 | 6.2833 | 0 | 0.0062977 | 1.4174e-18 | 0 | 0.0062977 | 9.4211e-08 | 0 | 9.4211e-08 | 1.5702e-09 | 0.0035581 | 0.0035518 | 0.0035518 | 281 | 377 | 0 | 0.0012607 | 0.0012599 | 0.0012599 | 377 | 793
378 | 6.3 | 0 | 0.0062977 | 1.2776e-18 | 0 | 0.0062977 | 8.4919e-08 | 0 | 8.4919e-08 | 1.4153e-09 | 0.0035581 | 0.0035518 | 0.0035518 | 281 | 378 | 0 | 0.0012607 | 0.0012599 | 0.0012599 | 378 | 793
379 | 6.3167 | 0 | 0.0062977 | 1.1516e-18 | 0 | 0.0062977 | 7.6544e-08 | 0 | 7.6544e-08 | 1.2757e-09 | 0.0035581 | 0.0035518 | 0.0035518 | 281 | 379 | 0 | 0.0012607 | 0.0012599 | 0.0012599 | 379 | 793
380 | 6.3333 | 0 | 0.0062977 | 1.038e-18 | 0 | 0.0062977 | 6.8995e-08 | 0 | 6.8995e-08 | 1.1499e-09 | 0.0035581 | 0.0035518 | 0.0035518 | 281 | 380 | 0 | 0.0012607 | 0.0012599 | 0.0012599 | 380 | 793
381 | 6.35 | 0 | 0.0062977 | 9.3563e-19 | 0 | 0.0062977 | 6.219e-08 | 0 | 6.219e-08 | 1.0365e-09 | 0.0035581 | 0.0035518 | 0.0035518 | 281 | 381 | 0 | 0.0012607 | 0.0012599 | 0.0012599 | 381 | 793
382 | 6.3667 | 0 | 0.0062977 | 8.4335e-19 | 0 | 0.0062977 | 5.6057e-08 | 0 | 5.6057e-08 | 9.3428e-10 | 0.0035581 | 0.0035518 | 0.0035518 | 281 | 382 | 0 | 0.0012607 | 0.0012599 | 0.0012599 | 382 | 793
383 | 6.3833 | 0 | 0.0062977 | 7.6018e-19 | 0 | 0.0062977 | 5.0528e-08 | 0 | 5.0528e-08 | 8.4214e-10 | 0.0035581 | 0.0035518 | 0.0035518 | 281 | 383 | 0 | 0.0012607 | 0.0012599 | 0.0012599 | 383 | 793
384 | 6.4 | 0 | 0.0062977 | 6.8521e-19 | 0 | 0.0062977 | 4.5545e-08 | 0 | 4.5545e-08 | 7.5908e-10 | 0.0035581 | 0.0035518 | 0.0035518 | 281 | 384 | 0 | 0.0012607 | 0.0012599 | 0.0012599 | 384 | 793
385 | 6.4167 | 0 | 0.0062977 | 6.1763e-19 | 0 | 0.0062977 | 4.1053e-08 | 0 | 4.1053e-08 | 6.8422e-10 | 0.0035581 | 0.0035518 | 0.0035518 | 281 | 385 | 0 | 0.0012607 | 0.0012599 | 0.0012599 | 385 | 793
386 | 6.4333 | 0 | 0.0062977 | 5.5671e-19 | 0 | 0.0062977 | 3.7004e-08 | 0 | 3.7004e-08 | 6.1674e-10 | 0.0035581 | 0.0035518 | 0.0035518 | 281 | 386 | 0 | 0.0012607 | 0.0012599 | 0.0012599 | 386 | 793
387 | 6.45 | 0 | 0.0062977 | 5.0181e-19 | 0 | 0.0062977 | 3.3355e-08 | 0 | 3.3355e-08 | 5.5591e-10 | 0.0035581 | 0.0035518 | 0.0035518 | 281 | 387 | 0 | 0.0012607 | 0.0012599 | 0.0012599 | 387 | 793
388 | 6.4667 | 0 | 0.0062977 | 4.5232e-19 | 0 | 0.0062977 | 3.0065e-08 | 0 | 3.0065e-08 | 5.0109e-10 | 0.0035581 | 0.0035518 | 0.0035518 | 281 | 388 | 0 | 0.0012607 | 0.0012599 | 0.0012599 | 388 | 793
389 | 6.4833 | 0 | 0.0062977 | 4.0771e-19 | 0 | 0.0062977 | 2.71e-08 | 0 | 2.71e-08 | 4.5167e-10 | 0.0035581 | 0.0035518 | 0.0035518 | 281 | 389 | 0 | 0.0012607 | 0.0012599 | 0.0012599 | 389 | 793
390 | 6.5 | 0 | 0.0062977 | 3.675e-19 | 0 | 0.0062977 | 2.4427e-08 | 0 | 2.4427e-08 | 4.0712e-10 | 0.0035581 | 0.0035518 | 0.0035518 | 281 | 390 | 0 | 0.0012607 | 0.0012599 | 0.0012599 | 390 | 793
391 | 6.5167 | 0 | 0.0062977 | 3.3125e-19 | 0 | 0.0062977 | 2.2018e-08 | 0 | 2.2018e-08 | 3.6697e-10 | 0.0035581 | 0.0035518 | 0.0035518 | 281 | 391 | 0 | 0.0012607 | 0.0012599 | 0.0012599 | 391 | 793
392 | 6.5333 | 0 | 0.0062977 | 2.9858e-19 | 0 | 0.0062977 | 1.9847e-08 | 0 | 1.9847e-08 | 3.3078e-10 | 0.0035581 | 0.0035518 | 0.0035518 | 281 | 392 | 0 | 0.0012607 | 0.0012599 | 0.0012599 | 392 | 793
393 | 6.55 | 0 | 0.0062977 | 2.6914e-19 | 0 | 0.0062977 | 1.7889e-08 | 0 | 1.7889e-08 | 2.9815e-10 | 0.0035581 | 0.0035518 | 0.0035518 | 281 | 393 | 0 | 0.0012607 | 0.0012599 | 0.0012599 | 393 | 793
394 | 6.5667 | 0 | 0.0062977 | 2.4259e-19 | 0 | 0.0062977 | 1.6125e-08 | 0 | 1.6125e-08 | 2.6875e-10 | 0.0035581 | 0.0035518 | 0.0035518 | 281 | 394 | 0 | 0.0012607 | 0.0012599 | 0.0012599 | 394 | 793
395 | 6.5833 | 0 | 0.0062977 | 2.1867e-19 | 0 | 0.0062977 | 1.4535e-08 | 0 | 1.4535e-08 | 2.4224e-10 | 0.0035581 | 0.0035518 | 0.0035518 | 281 | 395 | 0 | 0.0012607 | 0.0012599 | 0.0012599 | 395 | 793
396 | 6.6 | 0 | 0.0062977 | 1.971e-19 | 0 | 0.0062977 | 1.3101e-08 | 0 | 1.3101e-08 | 2.1835e-10 | 0.0035581 | 0.0035518 | 0.0035518 | 281 | 396 | 0 | 0.0012607 | 0.0012599 | 0.0012599 | 396 | 793
397 | 6.6167 | 0 | 0.0062977 | 1.7766e-19 | 0 | 0.0062977 | 1.1809e-08 | 0 | 1.1809e-08 | 1.9682e-10 | 0.0035581 | 0.0035518 | 0.0035518 | 281 | 397 | 0 | 0.0012607 | 0.0012599 | 0.0012599 | 397 | 793
398 | 6.6333 | 0 | 0.0062977 | 1.6014e-19 | 0 | 0.0062977 | 1.0644e-08 | 0 | 1.0644e-08 | 1.7741e-10 | 0.0035581 | 0.0035518 | 0.0035518 | 281 | 398 | 0 | 0.0012607 | 0.0012599 | 0.0012599 | 398 | 793
399 | 6.65 | 0 | 0.0062977 | 1.4435e-19 | 0 | 0.0062977 | 9.5946e-09 | 0 | 9.5946e-09 | 1.5991e-10 | 0.0035581 | 0.0035518 | 0.0035518 | 281 | 399 | 0 | 0.0012607 | 0.0012599 | 0.0012599 | 399 | 793
400 | 6.6667 | 0 | 0.0062977 | 1.3011e-19 | 0 | 0.0062977 | 8.6483e-09 | 0 | 8.6483e-09 | 1.4414e-10 | 0.0035581 | 0.0035518 | 0.0035518 | 281 | 400 | 0 | 0.0012607 | 0.0012599 | 0.0012599 | 400 | 793
401 | 6.6833 | 0 | 0.0062977 | 1.1728e-19 | 0 | 0.0062977 | 7.7954e-09 | 0 | 7.7954e-09 | 1.2992e-10 | 0.0035581 | 0.0035518 | 0.0035518 | 281 | 401 | 0 | 0.0012607 | 0.0012599 | 0.0012599 | 401 | 793
402 | 6.7 | 0 | 0.0062977 | 1.0571e-19 | 0 | 0.0062977 | 7.0266e-09 | 0 | 7.0266e-09 | 1.1711e-10 | 0.0035581 | 0.0035518 | 0.0035518 | 281 | 402 | 0 | 0.0012607 | 0.0012599 | 0.0012599 | 402 | 793
403 | 6.7167 | 0 | 0.0062977 | 9.5286e-20 | 0 | 0.0062977 | 6.3336e-09 | 0 | 6.3336e-09 | 1.0556e-10 | 0.0035581 | 0.0035518 | 0.0035518 | 281 | 403 | 0 | 0.0012607 | 0.0012599 | 0.0012599 | 403 | 793
404 | 6.7333 | 0 | 0.0062977 | 8.5889e-20 | 0 | 0.0062977 | 5.7089e-09 | 0 | 5.7089e-09 | 9.5149e-11 | 0.0035581 | 0.0035518 | 0.0035518 | 281 | 404 | 0 | 0.0012607 | 0.0012599 | 0.0012599 | 404 | 793
405 | 6.75 | 0 | 0.0062977 | 7.7418e-20 | 0 | 0.0062977 | 5.1459e-09 | 0 | 5.1459e-09 | 8.5765e-11 | 0.0035581 | 0.0035518 | 0.0035518 | 281 | 405 | 0 | 0.0012607 | 0.0012599 | 0.0012599 | 405 | 793
406 | 6.7667 | 0 | 0.0062977 | 6.9783e-20 | 0 | 0.0062977 | 4.6384e-09 | 0 | 4.6384e-09 | 7.7306e-11 | 0.0035581 | 0.0035518 | 0.0035518 | 281 | 406 | 0 | 0.0012607 | 0.0012599 | 0.0012599 | 406 | 793
407 | 6.7833 | 0 | 0.0062977 | 6.29e-20 | 0 | 0.0062977 | 4.1809e-09 | 0 | 4.1809e-09 | 6.9682e-11 | 0.0035581 | 0.0035518 | 0.0035518 | 281 | 407 | 0 | 0.0012607 | 0.0012599 | 0.0012599 | 407 | 793
408 | 6.8 | 0 | 0.0062977 | 5.6697e-20 | 0 | 0.0062977 | 3.7686e-09 | 0 | 3.7686e-09 | 6.281e-11 | 0.0035581 | 0.0035518 | 0.0035518 | 281 | 408 | 0 | 0.0012607 | 0.0012599 | 0.0012599 | 408 | 793
409 | 6.8167 | 0 | 0.0062977 | 5.1105e-20 | 0 | 0.0062977 | 3.3969e-09 | 0 | 3.3969e-09 | 5.6615e-11 | 0.0035581 | 0.0035518 | 0.0035518 | 281 | 409 | 0 | 0.0012607 | 0.0012599 | 0.0012599 | 409 | 793
410 | 6.8333 | 0 | 0.0062977 | 4.6065e-20 | 0 | 0.0062977 | 3.0619e-09 | 0 | 3.0619e-09 | 5.1031e-11 | 0.0035581 | 0.0035518 | 0.0035518 | 281 | 410 | 0 | 0.0012607 | 0.0012599 | 0.0012599 | 410 | 793
411 | 6.85 | 0 | 0.0062977 | 4.1522e-20 | 0 | 0.0062977 | 2.7599e-09 | 0 | 2.7599e-09 | 4.5999e-11 | 0.0035581 | 0.0035518 | 0.0035518 | 281 | 411 | 0 | 0.0012607 | 0.0012599 | 0.0012599 | 411 | 793
412 | 6.8667 | 0 | 0.0062977 | 3.7427e-20 | 0 | 0.0062977 | 2.4877e-09 | 0 | 2.4877e-09 | 4.1462e-11 | 0.0035581 | 0.0035518 | 0.0035518 | 281 | 412 | 0 | 0.0012607 | 0.0012599 | 0.0012599 | 412 | 793
413 | 6.8833 | 0 | 0.0062977 | 3.3736e-20 | 0 | 0.0062977 | 2.2424e-09 | 0 | 2.2424e-09 | 3.7373e-11 | 0.0035581 | 0.0035518 | 0.0035518 | 281 | 413 | 0 | 0.0012607 | 0.0012599 | 0.0012599 | 413 | 793
414 | 6.9 | 0 | 0.0062977 | 3.0408e-20 | 0 | 0.0062977 | 2.0212e-09 | 0 | 2.0212e-09 | 3.3687e-11 | 0.0035581 | 0.0035518 | 0.0035518 | 281 | 414 | 0 | 0.0012607 | 0.0012599 | 0.0012599 | 414 | 793
415 | 6.9167 | 0 | 0.0062977 | 2.7409e-20 | 0 | 0.0062977 | 1.8219e-09 | 0 | 1.8219e-09 | 3.0365e-11 | 0.0035581 | 0.0035518 | 0.0035518 | 281 | 415 | 0 | 0.0012607 | 0.0012599 | 0.0012599 | 415 | 793
416 | 6.9333 | 0 | 0.0062977 | 2.4706e-20 | 0 | 0.0062977 | 1.6422e-09 | 0 | 1.6422e-09 | 2.737e-11 | 0.0035581 | 0.0035518 | 0.0035518 | 281 | 416 | 0 | 0.0012607 | 0.0012599 | 0.0012599 | 416 | 793
417 | 6.95 | 0 | 0.0062977 | 2.227e-20 | 0 | 0.0062977 | 1.4802e-09 | 0 | 1.4802e-09 | 2.4671e-11 | 0.0035581 | 0.0035518 | 0.0035518 | 281 | 417 | 0 | 0.0012607 | 0.0012599 | 0.0012599 | 417 | 793
418 | 6.9667 | 0 | 0.0062977 | 2.0073e-20 | 0 | 0.0062977 | 1.3342e-09 | 0 | 1.3342e-09 | 2.2237e-11 | 0.0035581 | 0.0035518 | 0.0035518 | 281 | 418 | 0 | 0.0012607 | 0.0012599 | 0.0012599 | 418 | 793
419 | 6.9833 | 0 | 0.0062977 | 1.8094e-20 | 0 | 0.0062977 | 1.2027e-09 | 0 | 1.2027e-09 | 2.0044e-11 | 0.0035581 | 0.0035518 | 0.0035518 | 281 | 419 | 0 | 0.0012607 | 0.0012599 | 0.0012599 | 419 | 793
420 | 7 | 0 | 0.0062977 | 1.6309e-20 | 0 | 0.0062977 | 1.084e-09 | 0 | 1.084e-09 | 1.8067e-11 | 0.0035581 | 0.0035518 | 0.0035518 | 281 | 420 | 0 | 0.0012607 | 0.0012599 | 0.0012599 | 420 | 793
421 | 7.0167 | 0 | 0.0062977 | 1.4701e-20 | 0 | 0.0062977 | 9.7713e-10 | 0 | 9.7713e-10 | 1.6286e-11 | 0.0035581 | 0.0035518 | 0.0035518 | 281 | 421 | 0 | 0.0012607 | 0.0012599 | 0.0012599 | 421 | 793
422 | 7.0333 | 0 | 0.0062977 | 1.3251e-20 | 0 | 0.0062977 | 8.8076e-10 | 0 | 8.8076e-10 | 1.4679e-11 | 0.0035581 | 0.0035518 | 0.0035518 | 281 | 422 | 0 | 0.0012607 | 0.0012599 | 0.0012599 | 422 | 793
423 | 7.05 | 0 | 0.0062977 | 1.1944e-20 | 0 | 0.0062977 | 7.939e-10 | 0 | 7.939e-10 | 1.3232e-11 | 0.0035581 | 0.0035518 | 0.0035518 | 281 | 423 | 0 | 0.0012607 | 0.0012599 | 0.0012599 | 423 | 793
424 | 7.0667 | 0 | 0.0062977 | 1.0766e-20 | 0 | 0.0062977 | 7.156e-10 | 0 | 7.156e-10 | 1.1927e-11 | 0.0035581 | 0.0035518 | 0.0035518 | 281 | 424 | 0 | 0.0012607 | 0.0012599 | 0.0012599 | 424 | 793
425 | 7.0833 | 0 | 0.0062977 | 9.7041e-21 | 0 | 0.0062977 | 6.4502e-10 | 0 | 6.4502e-10 | 1.075e-11 | 0.0035581 | 0.0035518 | 0.0035518 | 281 | 425 | 0 | 0.0012607 | 0.0012599 | 0.0012599 | 425 | 793
426 | 7.1 | 0 | 0.0062977 | 8.7471e-21 | 0 | 0.0062977 | 5.8141e-10 | 0 | 5.8141e-10 | 9.6901e-12 | 0.0035581 | 0.0035518 | 0.0035518 | 281 | 426 | 0 | 0.0012607 | 0.0012599 | 0.0012599 | 426 | 793
427 | 7.1167 | 0 | 0.0062977 | 7.8844e-21 | 0 | 0.0062977 | 5.2407e-10 | 0 | 5.2407e-10 | 8.7345e-12 | 0.0035581 | 0.0035518 | 0.0035518 | 281 | 427 | 0 | 0.0012607 | 0.0012599 | 0.0012599 | 427 | 793
428 | 7.1333 | 0 | 0.0062977 | 7.1068e-21 | 0 | 0.0062977 | 4.7238e-10 | 0 | 4.7238e-10 | 7.873e-12 | 0.0035581 | 0.0035518 | 0.0035518 | 281 | 428 | 0 | 0.0012607 | 0.0012599 | 0.0012599 | 428 | 793
429 | 7.15 | 0 | 0.0062977 | 6.4059e-21 | 0 | 0.0062977 | 4.2579e-10 | 0 | 4.2579e-10 | 7.0966e-12 | 0.0035581 | 0.0035518 | 0.0035518 | 281 | 429 | 0 | 0.0012607 | 0.0012599 | 0.0012599 | 429 | 793
430 | 7.1667 | 0 | 0.0062977 | 5.7741e-21 | 0 | 0.0062977 | 3.838e-10 | 0 | 3.838e-10 | 6.3967e-12 | 0.0035581 | 0.0035518 | 0.0035518 | 281 | 430 | 0 | 0.0012607 | 0.0012599 | 0.0012599 | 430 | 793
431 | 7.1833 | 0 | 0.0062977 | 5.2047e-21 | 0 | 0.0062977 | 3.4595e-10 | 0 | 3.4595e-10 | 5.7658e-12 | 0.0035581 | 0.0035518 | 0.0035518 | 281 | 431 | 0 | 0.0012607 | 0.0012599 | 0.0012599 | 431 | 793
432 | 7.2 | 0 | 0.0062977 | 4.6913e-21 | 0 | 0.0062977 | 3.1183e-10 | 0 | 3.1183e-10 | 5.1971e-12 | 0.0035581 | 0.0035518 | 0.0035518 | 281 | 432 | 0 | 0.0012607 | 0.0012599 | 0.0012599 | 432 | 793
433 | 7.2167 | 0 | 0.0062977 | 4.2287e-21 | 0 | 0.0062977 | 2.8107e-10 | 0 | 2.8107e-10 | 4.6846e-12 | 0.0035581 | 0.0035518 | 0.0035518 | 281 | 433 | 0 | 0.0012607 | 0.0012599 | 0.0012599 | 433 | 793
434 | 7.2333 | 0 | 0.0062977 | 3.8116e-21 | 0 | 0.0062977 | 2.5335e-10 | 0 | 2.5335e-10 | 4.2226e-12 | 0.0035581 | 0.0035518 | 0.0035518 | 281 | 434 | 0 | 0.0012607 | 0.0012599 | 0.0012599 | 434 | 793
435 | 7.25 | 0 | 0.0062977 | 3.4357e-21 | 0 | 0.0062977 | 2.2837e-10 | 0 | 2.2837e-10 | 3.8061e-12 | 0.0035581 | 0.0035518 | 0.0035518 | 281 | 435 | 0 | 0.0012607 | 0.0012599 | 0.0012599 | 435 | 793
436 | 7.2667 | 0 | 0.0062977 | 3.0969e-21 | 0 | 0.0062977 | 2.0584e-10 | 0 | 2.0584e-10 | 3.4307e-12 | 0.0035581 | 0.0035518 | 0.0035518 | 281 | 436 | 0 | 0.0012607 | 0.0012599 | 0.0012599 | 436 | 793
437 | 7.2833 | 0 | 0.0062977 | 2.7914e-21 | 0 | 0.0062977 | 1.8554e-10 | 0 | 1.8554e-10 | 3.0924e-12 | 0.0035581 | 0.0035518 | 0.0035518 | 281 | 437 | 0 | 0.0012607 | 0.0012599 | 0.0012599 | 437 | 793
438 | 7.3 | 0 | 0.0062977 | 2.5161e-21 | 0 | 0.0062977 | 1.6724e-10 | 0 | 1.6724e-10 | 2.7874e-12 | 0.0035581 | 0.0035518 | 0.0035518 | 281 | 438 | 0 | 0.0012607 | 0.0012599 | 0.0012599 | 438 | 793
439 | 7.3167 | 0 | 0.0062977 | 2.268e-21 | 0 | 0.0062977 | 1.5075e-10 | 0 | 1.5075e-10 | 2.5125e-12 | 0.0035581 | 0.0035518 | 0.0035518 | 281 | 439 | 0 | 0.0012607 | 0.0012599 | 0.0012599 | 439 | 793
440 | 7.3333 | 0 | 0.0062977 | 2.0443e-21 | 0 | 0.0062977 | 1.3588e-10 | 0 | 1.3588e-10 | 2.2647e-12 | 0.0035581 | 0.0035518 | 0.0035518 | 281 | 440 | 0 | 0.0012607 | 0.0012599 | 0.0012599 | 440 | 793
441 | 7.35 | 0 | 0.0062977 | 1.8427e-21 | 0 | 0.0062977 | 1.2248e-10 | 0 | 1.2248e-10 | 2.0413e-12 | 0.0035581 | 0.0035518 | 0.0035518 | 281 | 441 | 0 | 0.0012607 | 0.0012599 | 0.0012599 | 441 | 793
442 | 7.3667 | 0 | 0.0062977 | 1.6609e-21 | 0 | 0.0062977 | 1.104e-10 | 0 | 1.104e-10 | 1.84e-12 | 0.0035581 | 0.0035518 | 0.0035518 | 281 | 442 | 0 | 0.0012607 | 0.0012599 | 0.0012599 | 442 | 793
443 | 7.3833 | 0 | 0.0062977 | 1.4971e-21 | 0 | 0.0062977 | 9.9513e-11 | 0 | 9.9513e-11 | 1.6585e-12 | 0.0035581 | 0.0035518 | 0.0035518 | 281 | 443 | 0 | 0.0012607 | 0.0012599 | 0.0012599 | 443 | 793
444 | 7.4 | 0 | 0.0062977 | 1.3495e-21 | 0 | 0.0062977 | 8.9698e-11 | 0 | 8.9698e-11 | 1.495e-12 | 0.0035581 | 0.0035518 | 0.0035518 | 281 | 444 | 0 | 0.0012607 | 0.0012599 | 0.0012599 | 444 | 793
445 | 7.4167 | 0 | 0.0062977 | 1.2164e-21 | 0 | 0.0062977 | 8.0852e-11 | 0 | 8.0852e-11 | 1.3475e-12 | 0.0035581 | 0.0035518 | 0.0035518 | 281 | 445 | 0 | 0.0012607 | 0.0012599 | 0.0012599 | 445 | 793
446 | 7.4333 | 0 | 0.0062977 | 1.0964e-21 | 0 | 0.0062977 | 7.2878e-11 | 0 | 7.2878e-11 | 1.2146e-12 | 0.0035581 | 0.0035518 | 0.0035518 | 281 | 446 | 0 | 0.0012607 | 0.0012599 | 0.0012599 | 446 | 793
447 | 7.45 | 0 | 0.0062977 | 9.8829e-22 | 0 | 0.0062977 | 6.569e-11 | 0 | 6.569e-11 | 1.0948e-12 | 0.0035581 | 0.0035518 | 0.0035518 | 281 | 447 | 0 | 0.0012607 | 0.0012599 | 0.0012599 | 447 | 793
448 | 7.4667 | 0 | 0.0062977 | 8.9082e-22 | 0 | 0.0062977 | 5.9212e-11 | 0 | 5.9212e-11 | 9.8686e-13 | 0.0035581 | 0.0035518 | 0.0035518 | 281 | 448 | 0 | 0.0012607 | 0.0012599 | 0.0012599 | 448 | 793
449 | 7.4833 | 0 | 0.0062977 | 8.0296e-22 | 0 | 0.0062977 | 5.3372e-11 | 0 | 5.3372e-11 | 8.8953e-13 | 0.0035581 | 0.0035518 | 0.0035518 | 281 | 449 | 0 | 0.0012607 | 0.0012599 | 0.0012599 | 449 | 793
450 | 7.5 | 0 | 0.0062977 | 7.2377e-22 | 0 | 0.0062977 | 4.8108e-11 | 0 | 4.8108e-11 | 8.018e-13 | 0.0035581 | 0.0035518 | 0.0035518 | 281 | 450 | 0 | 0.0012607 | 0.0012599 | 0.0012599 | 450 | 793
451 | 7.5167 | 0 | 0.0062977 | 6.5239e-22 | 0 | 0.0062977 | 4.3364e-11 | 0 | 4.3364e-11 | 7.2273e-13 | 0.0035581 | 0.0035518 | 0.0035518 | 281 | 451 | 0 | 0.0012607 | 0.0012599 | 0.0012599 | 451 | 793
452 | 7.5333 | 0 | 0.0062977 | 5.8805e-22 | 0 | 0.0062977 | 3.9087e-11 | 0 | 3.9087e-11 | 6.5145e-13 | 0.0035581 | 0.0035518 | 0.0035518 | 281 | 452 | 0 | 0.0012607 | 0.0012599 | 0.0012599 | 452 | 793
453 | 7.55 | 0 | 0.0062977 | 5.3005e-22 | 0 | 0.0062977 | 3.5232e-11 | 0 | 3.5232e-11 | 5.872e-13 | 0.0035581 | 0.0035518 | 0.0035518 | 281 | 453 | 0 | 0.0012607 | 0.0012599 | 0.0012599 | 453 | 793
454 | 7.5667 | 0 | 0.0062977 | 4.7778e-22 | 0 | 0.0062977 | 3.1757e-11 | 0 | 3.1757e-11 | 5.2929e-13 | 0.0035581 | 0.0035518 | 0.0035518 | 281 | 454 | 0 | 0.0012607 | 0.0012599 | 0.0012599 | 454 | 793
455 | 7.5833 | 0 | 0.0062977 | 4.3066e-22 | 0 | 0.0062977 | 2.8625e-11 | 0 | 2.8625e-11 | 4.7709e-13 | 0.0035581 | 0.0035518 | 0.0035518 | 281 | 455 | 0 | 0.0012607 | 0.0012599 | 0.0012599 | 455 | 793
456 | 7.6 | 0 | 0.0062977 | 3.8818e-22 | 0 | 0.0062977 | 2.5802e-11 | 0 | 2.5802e-11 | 4.3003e-13 | 0.0035581 | 0.0035518 | 0.0035518 | 281 | 456 | 0 | 0.0012607 | 0.0012599 | 0.0012599 | 456 | 793
457 | 7.6167 | 0 | 0.0062977 | 3.499e-22 | 0 | 0.0062977 | 2.3257e-11 | 0 | 2.3257e-11 | 3.8762e-13 | 0.0035581 | 0.0035518 | 0.0035518 | 281 | 457 | 0 | 0.0012607 | 0.0012599 | 0.0012599 | 457 | 793
458 | 7.6333 | 0 | 0.0062977 | 3.1539e-22 | 0 | 0.0062977 | 2.0964e-11 | 0 | 2.0964e-11 | 3.4939e-13 | 0.0035581 | 0.0035518 | 0.0035518 | 281 | 458 | 0 | 0.0012607 | 0.0012599 | 0.0012599 | 458 | 793
459 | 7.65 | 0 | 0.0062977 | 2.8428e-22 | 0 | 0.0062977 | 1.8896e-11 | 0 | 1.8896e-11 | 3.1493e-13 | 0.0035581 | 0.0035518 | 0.0035518 | 281 | 459 | 0 | 0.0012607 | 0.0012599 | 0.0012599 | 459 | 793
460 | 7.6667 | 0 | 0.0062977 | 2.5625e-22 | 0 | 0.0062977 | 1.7032e-11 | 0 | 1.7032e-11 | 2.8387e-13 | 0.0035581 | 0.0035518 | 0.0035518 | 281 | 460 | 0 | 0.0012607 | 0.0012599 | 0.0012599 | 460 | 793
461 | 7.6833 | 0 | 0.0062977 | 2.3097e-22 | 0 | 0.0062977 | 1.5353e-11 | 0 | 1.5353e-11 | 2.5588e-13 | 0.0035581 | 0.0035518 | 0.0035518 | 281 | 461 | 0 | 0.0012607 | 0.0012599 | 0.0012599 | 461 | 793
462 | 7.7 | 0 | 0.0062977 | 2.0819e-22 | 0 | 0.0062977 | 1.3838e-11 | 0 | 1.3838e-11 | 2.3064e-13 | 0.0035581 | 0.0035518 | 0.0035518 | 281 | 462 | 0 | 0.0012607 | 0.0012599 | 0.0012599 | 462 | 793
463 | 7.7167 | 0 | 0.0062977 | 1.8766e-22 | 0 | 0.0062977 | 1.2474e-11 | 0 | 1.2474e-11 | 2.0789e-13 | 0.0035581 | 0.0035518 | 0.0035518 | 281 | 463 | 0 | 0.0012607 | 0.0012599 | 0.0012599 | 463 | 793
464 | 7.7333 | 0 | 0.0062977 | 1.6915e-22 | 0 | 0.0062977 | 1.1243e-11 | 0 | 1.1243e-11 | 1.8739e-13 | 0.0035581 | 0.0035518 | 0.0035518 | 281 | 464 | 0 | 0.0012607 | 0.0012599 | 0.0012599 | 464 | 793
465 | 7.75 | 0 | 0.0062977 | 1.5247e-22 | 0 | 0.0062977 | 1.0135e-11 | 0 | 1.0135e-11 | 1.6891e-13 | 0.0035581 | 0.0035518 | 0.0035518 | 281 | 465 | 0 | 0.0012607 | 0.0012599 | 0.0012599 | 465 | 793
466 | 7.7667 | 0 | 0.0062977 | 1.3743e-22 | 0 | 0.0062977 | 9.1351e-12 | 0 | 9.1351e-12 | 1.5225e-13 | 0.0035581 | 0.0035518 | 0.0035518 | 281 | 466 | 0 | 0.0012607 | 0.0012599 | 0.0012599 | 466 | 793
467 | 7.7833 | 0 | 0.0062977 | 1.2388e-22 | 0 | 0.0062977 | 8.2341e-12 | 0 | 8.2341e-12 | 1.3724e-13 | 0.0035581 | 0.0035518 | 0.0035518 | 281 | 467 | 0 | 0.0012607 | 0.0012599 | 0.0012599 | 467 | 793
468 | 7.8 | 0 | 0.0062977 | 1.1166e-22 | 0 | 0.0062977 | 7.422e-12 | 0 | 7.422e-12 | 1.237e-13 | 0.0035581 | 0.0035518 | 0.0035518 | 281 | 468 | 0 | 0.0012607 | 0.0012599 | 0.0012599 | 468 | 793
469 | 7.8167 | 0 | 0.0062977 | 1.0065e-22 | 0 | 0.0062977 | 6.69e-12 | 0 | 6.69e-12 | 1.115e-13 | 0.0035581 | 0.0035518 | 0.0035518 | 281 | 469 | 0 | 0.0012607 | 0.0012599 | 0.0012599 | 469 | 793
470 | 7.8333 | 0 | 0.0062977 | 9.0723e-23 | 0 | 0.0062977 | 6.0302e-12 | 0 | 6.0302e-12 | 1.005e-13 | 0.0035581 | 0.0035518 | 0.0035518 | 281 | 470 | 0 | 0.0012607 | 0.0012599 | 0.0012599 | 470 | 793
471 | 7.85 | 0 | 0.0062977 | 8.1775e-23 | 0 | 0.0062977 | 5.4355e-12 | 0 | 5.4355e-12 | 9.0592e-14 | 0.0035581 | 0.0035518 | 0.0035518 | 281 | 471 | 0 | 0.0012607 | 0.0012599 | 0.0012599 | 471 | 793
472 | 7.8667 | 0 | 0.0062977 | 7.371e-23 | 0 | 0.0062977 | 4.8994e-12 | 0 | 4.8994e-12 | 8.1657e-14 | 0.0035581 | 0.0035518 | 0.0035518 | 281 | 472 | 0 | 0.0012607 | 0.0012599 | 0.0012599 | 472 | 793
473 | 7.8833 | 0 | 0.0062977 | 6.6441e-23 | 0 | 0.0062977 | 4.4162e-12 | 0 | 4.4162e-12 | 7.3604e-14 | 0.0035581 | 0.0035518 | 0.0035518 | 281 | 473 | 0 | 0.0012607 | 0.0012599 | 0.0012599 | 473 | 793
474 | 7.9 | 0 | 0.0062977 | 5.9888e-23 | 0 | 0.0062977 | 3.9807e-12 | 0 | 3.9807e-12 | 6.6345e-14 | 0.0035581 | 0.0035518 | 0.0035518 | 281 | 474 | 0 | 0.0012607 | 0.0012599 | 0.0012599 | 474 | 793
475 | 7.9167 | 0 | 0.0062977 | 5.3982e-23 | 0 | 0.0062977 | 3.5881e-12 | 0 | 3.5881e-12 | 5.9802e-14 | 0.0035581 | 0.0035518 | 0.0035518 | 281 | 475 | 0 | 0.0012607 | 0.0012599 | 0.0012599 | 475 | 793
476 | 7.9333 | 0 | 0.0062977 | 4.8658e-23 | 0 | 0.0062977 | 3.2342e-12 | 0 | 3.2342e-12 | 5.3904e-14 | 0.0035581 | 0.0035518 | 0.0035518 | 281 | 476 | 0 | 0.0012607 | 0.0012599 | 0.0012599 | 476 | 793
477 | 7.95 | 0 | 0.0062977 | 4.3859e-23 | 0 | 0.0062977 | 2.9152e-12 | 0 | 2.9152e-12 | 4.8587e-14 | 0.0035581 | 0.0035518 | 0.0035518 | 281 | 477 | 0 | 0.0012607 | 0.0012599 | 0.0012599 | 477 | 793
478 | 7.9667 | 0 | 0.0062977 | 3.9533e-23 | 0 | 0.0062977 | 2.6277e-12 | 0 | 2.6277e-12 | 4.3796e-14 | 0.0035581 | 0.0035518 | 0.0035518 | 281 | 478 | 0 | 0.0012607 | 0.0012599 | 0.0012599 | 478 | 793
479 | 7.9833 | 0 | 0.0062977 | 3.5634e-23 | 0 | 0.0062977 | 2.3686e-12 | 0 | 2.3686e-12 | 3.9476e-14 | 0.0035581 | 0.0035518 | 0.0035518 | 281 | 479 | 0 | 0.0012607 | 0.0012599 | 0.0012599 | 479 | 793
480 | 8 | 0 | 0.0062977 | 3.212e-23 | 0 | 0.0062977 | 2.135e-12 | 0 | 2.135e-12 | 3.5583e-14 | 0.0035581 | 0.0035518 | 0.0035518 | 281 | 480 | 0 | 0.0012607 | 0.0012599 | 0.0012599 | 480 | 793

## ERq
All ERq values in log10 quanta per hour, distributions for 2-10 infected occupants obtained from Monte Carlo Simulation | [21 empty] | 1 | 2 | 3 | 4 | 5 | 6 | 7 | 8 | 9 | 10
| Infectious Occupants --> | 1 | 2 | 3 | 4 | 5 | 6 | 7 | 8 | 9 | 10 | 1 | 2 | 3 | 4 | 5 | 6 | 7 | 8 | 9 | 10 | Percentile | Percentile | Percentile | Percentile | Percentile | Percentile | Percentile | Percentile | Percentile | Percentile | Pathogen List | Activity List
| Pathogen: Activity Level, Activity | avg | avg | avg | avg | avg | avg | avg | avg | avg | avg | st dev | st dev | st dev | st dev | st dev | st dev | st dev | st dev | st dev | st dev | 0.75 | 0.75 | 0.75 | 0.75 | 0.75 | 0.75 | 0.75 | 0.75 | 0.75 | 0.75 | CoV-2 | Resting, Oral Breathing
| CoV-2: Resting, Oral Breathing | -0.25964 | 0.49 | 0.87 | 1.1081 | 1.2917 | 1.4321 | 1.549 | 1.6495 | 1.7334 | 1.8088 | 1.2 | 0.96 | 0.85 | 0.79134 | 0.74167 | 0.70564 | 0.67689 | 0.65335 | 0.63279 | 0.61448 | 3.5461 | 13.7249 | 27.7534 | 43.8353 | 61.9337 | 80.9141 | 101.293 | 123.0658 | 144.6054 | 167.2105 | CoV-2 (V) | Resting, Speaking
| CoV-2: Standing, Oral Breathing | -0.22 | 0.53 | 0.91 | 1.1522 | 1.3345 | 1.475 | 1.5942 | 1.691 | 1.7754 | 1.8493 | 1.2 | 0.96 | 0.85 | 0.78328 | 0.7342 | 0.70034 | 0.67288 | 0.64854 | 0.62872 | 0.61084 | 3.885 | 15.0491 | 30.431 | 47.9158 | 67.5576 | 88.5813 | 111.6871 | 134.42 | 158.2788 | 182.5045 | Flu | Resting, Loudly Speaking
| CoV-2: Light Exercise, Oral Breathing | 0.19 | 0.93 | 1.3 | 1.5586 | 1.7398 | 1.8805 | 1.996 | 2.0952 | 2.1799 | 2.254 | 1.2 | 0.96 | 0.85 | 0.78254 | 0.73508 | 0.69882 | 0.67105 | 0.64844 | 0.62956 | 0.61189 | 9.9859 | 37.8016 | 74.6993 | 122.0244 | 172.0407 | 224.8398 | 280.93 | 340.8388 | 402.291 | 464.2504 | HRV | Standing, Oral Breathing
| CoV-2: Resting, Speaking | 0.39 | 1.1 | 1.5 | 1.7617 | 1.9415 | 2.0854 | 2.1994 | 2.2952 | 2.3805 | 2.4565 | 1.2 | 0.96 | 0.85 | 0.78514 | 0.73511 | 0.69821 | 0.66984 | 0.64667 | 0.6267 | 0.61006 | 15.8266 | 55.9127 | 118.3903 | 195.5435 | 273.7151 | 360.0704 | 447.9473 | 538.6979 | 635.6578 | 737.7921 | MeV | Standing, Speaking
| CoV-2: Standing, Speaking | 0.43136 | 1.2 | 1.6 | 1.7985 | 1.9828 | 2.1258 | 2.2439 | 2.344 | 2.4308 | 2.5056 | 1.2 | 0.96 | 0.85 | 0.784 | 0.73564 | 0.69881 | 0.67161 | 0.64769 | 0.6284 | 0.61198 | 17.4081 | 70.3899 | 149.0446 | 212.4582 | 301.3057 | 395.494 | 497.5841 | 603.822 | 715.5958 | 828.7453 | TB | Standing, Loudly Speaking
| CoV-2: Heavy Exercise, Oral Breathing | 0.57 | 1.3 | 1.7 | 1.9415 | 2.1232 | 2.2668 | 2.3832 | 2.4809 | 2.5643 | 2.6382 | 1.2 | 0.96 | 0.85 | 0.78595 | 0.73783 | 0.70165 | 0.67202 | 0.64719 | 0.62756 | 0.61078 | 23.9545 | 88.6156 | 187.6361 | 296.2291 | 417.7085 | 549.6216 | 686.2979 | 826.779 | 971.8457 | 1122.3243 | TB OT | Light Exercise, Oral Breathing
| CoV-2: Light Exercise, Speaking | 0.84 | 1.6 | 2 | 2.2184 | 2.3981 | 2.5399 | 2.6561 | 2.7525 | 2.8358 | 2.9093 | 1.2 | 0.96 | 0.85 | 0.78592 | 0.73801 | 0.70215 | 0.67226 | 0.64886 | 0.62913 | 0.61287 | 44.6054 | 176.8114 | 374.3831 | 560.3949 | 786.9008 | 1031.4977 | 1286.8984 | 1549.2246 | 1820.1315 | 2102.0965 | Custom | Light Exercise, Speaking
| CoV-2: Resting, Loudly Speaking | 1.2 | 1.9 | 2.3 | 2.5708 | 2.7525 | 2.8929 | 3.0105 | 3.1094 | 3.1915 | 3.2644 | 1.2 | 0.96 | 0.85 | 0.7839 | 0.73527 | 0.69926 | 0.67064 | 0.6461 | 0.62739 | 0.611 | 102.1851 | 352.785 | 746.9926 | 1257.6314 | 1772.0377 | 2314.8884 | 2902.6395 | 3509.2884 | 4117.6828 | 4747.8971 |  | Light Exercise, Loudly Speaking
| CoV-2: Heavy Exercise, Speaking | 1.2 | 1.9 | 2.3 | 2.5691 | 2.7512 | 2.894 | 3.0099 | 3.1101 | 3.196 | 3.2675 | 1.2 | 0.96 | 0.85 | 0.78333 | 0.73727 | 0.70006 | 0.66944 | 0.64639 | 0.62543 | 0.60646 | 102.1851 | 352.785 | 746.9926 | 1251.5591 | 1772.0982 | 2323.827 | 2893.8586 | 3515.892 | 4148.0257 | 4748.2138 |  | Heavy Exercise, Oral Breathing
| CoV-2: Standing, Loudly Speaking | 1.3 | 2 | 2.4 | 2.6688 | 2.8504 | 2.9915 | 3.1093 | 3.2066 | 3.2933 | 3.3681 | 1.2 | 0.96 | 0.85 | 0.78481 | 0.74027 | 0.70457 | 0.67454 | 0.65174 | 0.63092 | 0.61239 | 128.6435 | 444.1301 | 940.4079 | 1578.2654 | 2237.3726 | 2929.2409 | 3666.8588 | 4428.1602 | 5234.2393 | 6042.0097 |  | Heavy Exercise, Speaking
| CoV-2: Light Exercise, Loudly Speaking | 1.6628 | 2.4 | 2.8 | 3.035 | 3.2159 | 3.3557 | 3.4722 | 3.5701 | 3.6548 | 3.7316 | 1.2 | 0.96 | 0.85 | 0.7813 | 0.73307 | 0.69661 | 0.66898 | 0.64496 | 0.6275 | 0.6113 | 296.5825 | 1115.6043 | 2362.1979 | 3647.1395 | 5133.0576 | 6692.0436 | 8382.9708 | 10117.7659 | 11967.9308 | 13930.1094 |  | Heavy Exercise, Loudly Speaking
| CoV-2: Heavy Exercise, Loudly Speaking | 2 | 2.7 | 3.1 | 3.3676 | 3.5528 | 3.6953 | 3.8108 | 3.908 | 3.9911 | 4.0669 | 1.2 | 0.96 | 0.85 | 0.78511 | 0.73681 | 0.70068 | 0.67413 | 0.65089 | 0.63219 | 0.6143 | 644.7446 | 2225.9231 | 4713.2045 | 7891.3788 | 11215.475 | 14719.2525 | 18430.8662 | 22232.1583 | 26153.533 | 30284.3519 |  | Custom ERq #1
| CoV-2 (V): Resting, Oral Breathing | 0.041393 | 0.79103 | 1.171 | 1.4091 | 1.5927 | 1.7331 | 1.8501 | 1.9505 | 2.0344 | 2.1098 | 1.2 | 0.96 | 0.85 | 0.79134 | 0.74167 | 0.70564 | 0.67689 | 0.65335 | 0.63279 | 0.61448 | 7.0922 | 27.4499 | 55.5068 | 87.6707 | 123.8673 | 161.8282 | 202.586 | 246.1317 | 289.2108 | 334.421 |  | Custom ERq #2
| CoV-2 (V): Standing, Oral Breathing | 0.08103 | 0.83103 | 1.211 | 1.4532 | 1.6355 | 1.776 | 1.8952 | 1.9921 | 2.0764 | 2.1503 | 1.2 | 0.96 | 0.85 | 0.78328 | 0.7342 | 0.70034 | 0.67288 | 0.64854 | 0.62872 | 0.61084 | 7.7699 | 30.0982 | 60.862 | 95.8316 | 135.1152 | 177.1626 | 223.3742 | 268.8401 | 316.5577 | 365.009
| CoV-2 (V): Light Exercise, Oral Breathing | 0.49103 | 1.231 | 1.601 | 1.8597 | 2.0409 | 2.1816 | 2.297 | 2.3962 | 2.4809 | 2.5551 | 1.2 | 0.96 | 0.85 | 0.78254 | 0.73508 | 0.69882 | 0.67105 | 0.64844 | 0.62956 | 0.61189 | 19.9718 | 75.6032 | 149.3985 | 244.0487 | 344.0815 | 449.6797 | 561.8601 | 681.6776 | 804.5819 | 928.5007
| CoV-2 (V): Resting, Speaking | 0.69103 | 1.401 | 1.801 | 2.0627 | 2.2425 | 2.3865 | 2.5005 | 2.5962 | 2.6815 | 2.7575 | 1.2 | 0.96 | 0.85 | 0.78514 | 0.73511 | 0.69821 | 0.66984 | 0.64667 | 0.6267 | 0.61006 | 31.6532 | 111.8253 | 236.7807 | 391.0869 | 547.4302 | 720.1409 | 895.8946 | 1077.3958 | 1271.3156 | 1475.5842
| CoV-2 (V): Standing, Speaking | 0.73239 | 1.501 | 1.901 | 2.0995 | 2.2839 | 2.4268 | 2.5449 | 2.6451 | 2.7318 | 2.8067 | 1.2 | 0.96 | 0.85 | 0.784 | 0.73564 | 0.69881 | 0.67161 | 0.64769 | 0.6284 | 0.61198 | 34.8162 | 140.7797 | 298.0892 | 424.9164 | 602.6115 | 790.9881 | 995.1682 | 1207.644 | 1431.1916 | 1657.4906
| CoV-2 (V): Heavy Exercise, Oral Breathing | 0.87103 | 1.601 | 2.001 | 2.2425 | 2.4242 | 2.5678 | 2.6843 | 2.7819 | 2.8653 | 2.9392 | 1.2 | 0.96 | 0.85 | 0.78595 | 0.73783 | 0.70165 | 0.67202 | 0.64719 | 0.62756 | 0.61078 | 47.9091 | 177.2312 | 375.2721 | 592.4582 | 835.417 | 1099.2433 | 1372.5959 | 1653.558 | 1943.6914 | 2244.6486
| CoV-2 (V): Light Exercise, Speaking | 1.141 | 1.901 | 2.301 | 2.5194 | 2.6992 | 2.8409 | 2.9571 | 3.0535 | 3.1368 | 3.2103 | 1.2 | 0.96 | 0.85 | 0.78592 | 0.73801 | 0.70215 | 0.67226 | 0.64886 | 0.62913 | 0.61287 | 89.2109 | 353.6227 | 748.7663 | 1120.7898 | 1573.8015 | 2062.9955 | 2573.7967 | 3098.4492 | 3640.2631 | 4204.193
| CoV-2 (V): Resting, Loudly Speaking | 1.501 | 2.201 | 2.601 | 2.8719 | 3.0536 | 3.1939 | 3.3115 | 3.4105 | 3.4925 | 3.5654 | 1.2 | 0.96 | 0.85 | 0.7839 | 0.73527 | 0.69926 | 0.67064 | 0.6461 | 0.62739 | 0.611 | 204.3703 | 705.5701 | 1493.9852 | 2515.2628 | 3544.0755 | 4629.7769 | 5805.279 | 7018.5769 | 8235.3656 | 9495.7943
| CoV-2 (V): Heavy Exercise, Speaking | 1.501 | 2.201 | 2.601 | 2.8701 | 3.0522 | 3.195 | 3.311 | 3.4111 | 3.497 | 3.5685 | 1.2 | 0.96 | 0.85 | 0.78333 | 0.73727 | 0.70006 | 0.66944 | 0.64639 | 0.62543 | 0.60646 | 204.3703 | 705.5701 | 1493.9852 | 2503.1183 | 3544.1965 | 4647.6541 | 5787.7172 | 7031.7839 | 8296.0514 | 9496.4277
| CoV-2 (V): Standing, Loudly Speaking | 1.601 | 2.301 | 2.701 | 2.9699 | 3.1515 | 3.2926 | 3.4104 | 3.5077 | 3.5943 | 3.6692 | 1.2 | 0.96 | 0.85 | 0.78481 | 0.74027 | 0.70457 | 0.67454 | 0.65174 | 0.63092 | 0.61239 | 257.2869 | 888.2601 | 1880.8159 | 3156.5308 | 4474.7452 | 5858.4818 | 7333.7177 | 8856.3204 | 10468.4786 | 12084.0194
| CoV-2 (V): Light Exercise, Loudly Speaking | 1.9638 | 2.701 | 3.101 | 3.336 | 3.517 | 3.6567 | 3.7732 | 3.8711 | 3.9558 | 4.0327 | 1.2 | 0.96 | 0.85 | 0.7813 | 0.73307 | 0.69661 | 0.66898 | 0.64496 | 0.6275 | 0.6113 | 593.165 | 2231.2085 | 4724.3959 | 7294.2791 | 10266.1152 | 13384.0872 | 16765.9416 | 20235.5317 | 23935.8617 | 27860.2188
| CoV-2 (V): Heavy Exercise, Loudly Speaking | 2.301 | 3.001 | 3.401 | 3.6686 | 3.8539 | 3.9963 | 4.1119 | 4.209 | 4.2922 | 4.3679 | 1.2 | 0.96 | 0.85 | 0.78511 | 0.73681 | 0.70068 | 0.67413 | 0.65089 | 0.63219 | 0.6143 | 1289.4892 | 4451.8462 | 9426.4091 | 15782.7576 | 22430.95 | 29438.505 | 36861.7324 | 44464.3166 | 52307.066 | 60568.7038
| Flu: Resting, Oral Breathing | -1.4559 | -0.88752 | -0.59655 | -0.40743 | -0.2653 | -0.15389 | -0.061637 | 0.016747 | 0.085657 | 0.14488 | 0.84 | 0.66 | 0.58 | 0.52356 | 0.48793 | 0.45929 | 0.43671 | 0.41801 | 0.40268 | 0.38891 | 0.12901 | 0.36111 | 0.62325 | 0.88248 | 1.1583 | 1.4319 | 1.7097 | 1.9892 | 2.2765 | 2.5538
| Flu: Resting, Speaking | -0.80074 | -0.2367 | 0.05745 | 0.25004 | 0.39337 | 0.50671 | 0.60043 | 0.67915 | 0.74788 | 0.80769 | 0.84 | 0.66 | 0.58 | 0.52731 | 0.48929 | 0.46138 | 0.43875 | 0.42043 | 0.40422 | 0.39164 | 0.58321 | 1.6161 | 2.8097 | 4.0337 | 5.2892 | 6.5751 | 7.8771 | 9.1775 | 10.4839 | 11.7992
| Flu: Resting, Loudly Speaking | 0.020653 | 0.58584 | 0.87616 | 1.0723 | 1.2135 | 1.3257 | 1.4177 | 1.4973 | 1.5659 | 1.6247 | 0.84 | 0.66 | 0.58 | 0.52268 | 0.48572 | 0.45815 | 0.43782 | 0.41802 | 0.40301 | 0.39043 | 3.8657 | 10.74 | 18.5081 | 26.5963 | 34.7641 | 43.1205 | 51.6363 | 60.1518 | 68.8206 | 77.2725
| Flu: Standing, Oral Breathing | -1.4153 | -0.84838 | -0.55816 | -0.36338 | -0.22328 | -0.11111 | -0.01727 | 0.060659 | 0.12909 | 0.18892 | 0.84 | 0.66 | 0.58 | 0.52647 | 0.4883 | 0.46044 | 0.43779 | 0.41964 | 0.40407 | 0.39018 | 0.14166 | 0.39517 | 0.68084 | 0.98111 | 1.2767 | 1.5829 | 1.8968 | 2.2065 | 2.5214 | 2.832
| Flu: Standing, Speaking | -0.76955 | -0.19431 | 0.095809 | 0.28234 | 0.42452 | 0.53626 | 0.62771 | 0.70772 | 0.77682 | 0.83644 | 0.84 | 0.66 | 0.58 | 0.52311 | 0.48703 | 0.45967 | 0.43791 | 0.41943 | 0.40447 | 0.3911 | 0.62664 | 1.7818 | 3.0691 | 4.3169 | 5.6626 | 7.0194 | 8.3768 | 9.7864 | 11.2106 | 12.5958
| Flu: Standing, Loudly Speaking | 0.062851 | 0.62882 | 0.92038 | 1.111 | 1.2528 | 1.3665 | 1.458 | 1.5367 | 1.6049 | 1.6656 | 0.84 | 0.66 | 0.58 | 0.52572 | 0.48937 | 0.46259 | 0.43881 | 0.42066 | 0.40453 | 0.39052 | 4.2601 | 11.8573 | 20.4918 | 29.2129 | 38.2754 | 47.6997 | 56.746 | 66.1405 | 75.4719 | 84.9203
| Flu: Light Exercise, Oral Breathing | -1.0078 | -0.44316 | -0.15061 | 0.044614 | 0.18488 | 0.29644 | 0.38805 | 0.46614 | 0.53435 | 0.59514 | 0.84 | 0.66 | 0.58 | 0.52291 | 0.48573 | 0.45661 | 0.4347 | 0.41676 | 0.40136 | 0.38751 | 0.36203 | 1.0046 | 1.7402 | 2.4964 | 3.2546 | 4.0218 | 4.8001 | 5.5877 | 6.3836 | 7.1864
| Flu: Light Exercise, Speaking | -0.35106 | 0.21924 | 0.51015 | 0.69759 | 0.84237 | 0.95398 | 1.0463 | 1.1251 | 1.1933 | 1.2535 | 0.84 | 0.66 | 0.58 | 0.52437 | 0.48763 | 0.45842 | 0.43543 | 0.41661 | 0.40161 | 0.38883 | 1.6425 | 4.6175 | 7.9681 | 11.253 | 14.8345 | 18.331 | 21.8786 | 25.4759 | 29.1181 | 32.7944
| Flu: Light Exercise, Loudly Speaking | 0.47712 | 1.0371 | 1.3293 | 1.5265 | 1.6688 | 1.7818 | 1.8737 | 1.9528 | 2.0199 | 2.08 | 0.84 | 0.66 | 0.58 | 0.52425 | 0.48556 | 0.45674 | 0.43502 | 0.41689 | 0.40056 | 0.38715 | 11.0584 | 30.3544 | 52.544 | 75.8762 | 99.1456 | 122.9854 | 146.917 | 171.3788 | 195.0063 | 219.3492
| Flu: Heavy Exercise, Oral Breathing | -0.6292 | -0.066998 | 0.22593 | 0.42056 | 0.5618 | 0.67578 | 0.76789 | 0.84625 | 0.9143 | 0.97523 | 0.84 | 0.66 | 0.58 | 0.52315 | 0.48611 | 0.45802 | 0.43461 | 0.41587 | 0.40046 | 0.38623 | 0.86571 | 2.3887 | 4.1413 | 5.9349 | 7.7567 | 9.6541 | 11.5087 | 13.389 | 15.29 | 17.2082
| Flu: Heavy Exercise, Speaking | 0.027575 | 0.5971 | 0.885 | 1.0769 | 1.221 | 1.3338 | 1.425 | 1.503 | 1.5722 | 1.6321 | 0.84 | 0.66 | 0.58 | 0.52271 | 0.48795 | 0.45952 | 0.43875 | 0.42033 | 0.40421 | 0.39167 | 3.9278 | 11.0222 | 18.8887 | 26.8801 | 35.494 | 44.0294 | 52.5987 | 61.1634 | 69.9648 | 78.7497
| Flu: Heavy Exercise, Loudly Speaking | 0.84897 | 1.4142 | 1.7054 | 1.8944 | 2.0381 | 2.1505 | 2.2429 | 2.3222 | 2.3903 | 2.4502 | 0.84 | 0.66 | 0.58 | 0.52361 | 0.48518 | 0.45768 | 0.43547 | 0.41726 | 0.40202 | 0.38796 | 26.0341 | 72.3303 | 124.9088 | 176.8431 | 231.939 | 287.8769 | 344.0743 | 401.4928 | 458.6758 | 515.032
| HRV: Resting, Oral Breathing | -0.67778 | -0.1243 | 0.16367 | 0.36712 | 0.50627 | 0.61692 | 0.70975 | 0.78684 | 0.85392 | 0.91309 | 0.83 | 0.65 | 0.57 | 0.51874 | 0.4822 | 0.45511 | 0.43194 | 0.41315 | 0.39797 | 0.38439 | 0.76216 | 2.0612 | 3.5329 | 5.2121 | 6.7843 | 8.3925 | 10.0252 | 11.6282 | 13.2541 | 14.8715
| HRV: Resting, Speaking | -0.027726 | 0.53636 | 0.82576 | 1.0114 | 1.1528 | 1.265 | 1.3582 | 1.4364 | 1.505 | 1.5646 | 0.83 | 0.65 | 0.57 | 0.51855 | 0.48252 | 0.45459 | 0.4322 | 0.4148 | 0.39873 | 0.38517 | 3.4049 | 9.4359 | 16.2262 | 22.9723 | 30.075 | 37.2954 | 44.64 | 52.0258 | 59.4151 | 66.748
| HRV: Resting, Loudly Speaking | 0.79367 | 1.3634 | 1.6517 | 1.8338 | 1.9764 | 2.0874 | 2.1796 | 2.2581 | 2.3275 | 2.3875 | 0.83 | 0.65 | 0.57 | 0.51847 | 0.48245 | 0.45575 | 0.43397 | 0.41475 | 0.39943 | 0.38611 | 22.5682 | 63.3561 | 108.6713 | 152.5835 | 200.3451 | 248.1706 | 296.684 | 345.0265 | 395.3046 | 444.5865
| HRV: Standing, Oral Breathing | -0.6423 | -0.07892 | 0.20974 | 0.39396 | 0.53738 | 0.64944 | 0.74315 | 0.82208 | 0.88996 | 0.94985 | 0.83 | 0.65 | 0.57 | 0.51834 | 0.4805 | 0.45121 | 0.4285 | 0.41131 | 0.396 | 0.38217 | 0.82704 | 2.2882 | 3.9282 | 5.5409 | 7.269 | 8.9905 | 10.7689 | 12.5749 | 14.3566 | 16.1294
| HRV: Standing, Speaking | 0 | 0.57838 | 0.86594 | 1.0412 | 1.1827 | 1.2936 | 1.3865 | 1.4647 | 1.5328 | 1.5923 | 0.83 | 0.65 | 0.57 | 0.51569 | 0.47675 | 0.44855 | 0.42676 | 0.4087 | 0.39332 | 0.3805 | 3.6293 | 10.3943 | 17.7993 | 24.4907 | 31.9365 | 39.4626 | 47.2478 | 54.9952 | 62.8203 | 70.6183
| HRV: Standing, Loudly Speaking | 0.83587 | 1.3963 | 1.684 | 1.8793 | 2.0213 | 2.132 | 2.224 | 2.3018 | 2.3684 | 2.4279 | 0.83 | 0.65 | 0.57 | 0.51879 | 0.4813 | 0.45258 | 0.43081 | 0.41247 | 0.39607 | 0.38326 | 24.8711 | 68.3492 | 117.0846 | 169.5014 | 221.7644 | 273.6902 | 327.0363 | 380.1573 | 432.0948 | 485.7043
| HRV: Light Exercise, Oral Breathing | -0.23482 | 0.32586 | 0.61287 | 0.80727 | 0.94849 | 1.0604 | 1.1525 | 1.2311 | 1.2982 | 1.3573 | 0.83 | 0.65 | 0.57 | 0.51812 | 0.48218 | 0.45526 | 0.43249 | 0.41396 | 0.39951 | 0.38633 | 2.1135 | 5.8113 | 9.9387 | 14.3462 | 18.7812 | 23.3039 | 27.8135 | 32.3858 | 36.9573 | 41.4885
| HRV: Light Exercise, Speaking | 0.42196 | 0.98403 | 1.2726 | 1.464 | 1.6049 | 1.7153 | 1.8068 | 1.8851 | 1.9526 | 2.0137 | 0.83 | 0.65 | 0.57 | 0.51174 | 0.47692 | 0.44957 | 0.4282 | 0.41001 | 0.39483 | 0.3824 | 9.5892 | 26.4512 | 45.399 | 64.4462 | 84.4386 | 104.3583 | 124.6328 | 145.0892 | 165.5297 | 186.8906
| HRV: Light Exercise, Loudly Speaking | 1.2553 | 1.8016 | 2.0914 | 2.2955 | 2.4381 | 2.5501 | 2.642 | 2.719 | 2.7858 | 2.8455 | 0.83 | 0.65 | 0.57 | 0.51834 | 0.48196 | 0.4531 | 0.43036 | 0.41142 | 0.39642 | 0.38226 | 65.3279 | 173.7748 | 299.1101 | 441.6574 | 579.5977 | 717.3758 | 855.5394 | 991.9108 | 1130.2135 | 1268.6561
| HRV: Heavy Exercise, Oral Breathing | 0.14382 | 0.70384 | 0.99302 | 1.188 | 1.3302 | 1.4421 | 1.5337 | 1.6113 | 1.6782 | 1.7372 | 0.83 | 0.65 | 0.57 | 0.51545 | 0.47986 | 0.45136 | 0.42836 | 0.40988 | 0.39514 | 0.38284 | 5.0541 | 13.8759 | 23.8493 | 34.3322 | 45.0717 | 55.7838 | 66.4683 | 77.2226 | 88.0494 | 98.9517
| HRV: Heavy Exercise, Speaking | 0.80059 | 1.3667 | 1.6542 | 1.8408 | 1.9832 | 2.0953 | 2.1859 | 2.2633 | 2.3315 | 2.3916 | 0.83 | 0.65 | 0.57 | 0.51985 | 0.48329 | 0.45526 | 0.43259 | 0.41444 | 0.39859 | 0.38591 | 22.9308 | 63.8367 | 109.3013 | 155.3969 | 203.7759 | 252.5873 | 300.3784 | 349.0157 | 398.4688 | 448.6352
| HRV: Heavy Exercise, Loudly Speaking | 1.622 | 2.1837 | 2.4723 | 2.6644 | 2.8056 | 2.9173 | 3.0074 | 3.0867 | 3.153 | 3.2127 | 0.83 | 0.65 | 0.57 | 0.51888 | 0.48143 | 0.4543 | 0.43195 | 0.41225 | 0.39668 | 0.38273 | 151.9901 | 418.8936 | 719.114 | 1033.7114 | 1349.909 | 1673.9524 | 1989.4856 | 2315.8884 | 2633.7022 | 2957.1059
| MeV: Resting, Oral Breathing | 0.49136 | 1.4394 | 1.9231 | 2.2349 | 2.4694 | 2.6486 | 2.7976 | 2.9204 | 3.0282 | 3.1228 | 1.6 | 1.3 | 1.2 | 1.0751 | 1.0156 | 0.97378 | 0.94004 | 0.91194 | 0.88647 | 0.86693 | 37.2002 | 207.1497 | 540.1752 | 912.0249 | 1427.0955 | 2020.4781 | 2701.4471 | 3431.6783 | 4227.4279 | 5099.3536
| MeV: Resting, Speaking | 1.148 | 2.1035 | 2.5817 | 2.8933 | 3.1195 | 3.2973 | 3.441 | 3.567 | 3.6745 | 3.766 | 1.6 | 1.3 | 1.2 | 1.0683 | 1.0075 | 0.96259 | 0.92825 | 0.90069 | 0.87845 | 0.85824 | 168.726 | 955.7898 | 2461.1251 | 4110.2558 | 6295.2433 | 8841.2658 | 11671.6669 | 14944.7861 | 18494.3331 | 22124.3117
| MeV: Resting, Loudly Speaking | 1.9694 | 2.9229 | 3.4061 | 3.7266 | 3.9583 | 4.1344 | 4.2811 | 4.4041 | 4.5099 | 4.6018 | 1.6 | 1.3 | 1.2 | 1.0709 | 1.0174 | 0.97174 | 0.93372 | 0.9048 | 0.88094 | 0.85836 | 1118.3524 | 6306.1004 | 16426.05 | 28115.9213 | 44107.4943 | 61635.2583 | 81439.3744 | 103371.2213 | 127084.4551 | 151614.5035
| MeV: Standing, Oral Breathing | 0.53342 | 1.4935 | 1.9723 | 2.2784 | 2.5065 | 2.6857 | 2.8312 | 2.9563 | 3.0605 | 3.1554 | 1.6 | 1.3 | 1.2 | 1.0715 | 1.0123 | 0.96819 | 0.93126 | 0.90242 | 0.87928 | 0.85893 | 40.9833 | 234.6076 | 604.9165 | 1002.5271 | 1546.2841 | 2181.263 | 2879.4217 | 3672.8741 | 4503.7338 | 5428.8902
| MeV: Standing, Speaking | 1.1761 | 2.1379 | 2.6153 | 2.9259 | 3.1529 | 3.3298 | 3.4766 | 3.6006 | 3.7074 | 3.8034 | 1.6 | 1.3 | 1.2 | 1.0734 | 1.0131 | 0.97028 | 0.93359 | 0.90456 | 0.87868 | 0.8588 | 180.001 | 1034.5698 | 2658.879 | 4465.4407 | 6858.4718 | 9642.7064 | 12774.1465 | 16246.5146 | 19956.7213 | 24134.4508
| MeV: Standing, Loudly Speaking | 2.0116 | 2.9594 | 3.4416 | 3.7683 | 3.995 | 4.1722 | 4.3182 | 4.4398 | 4.5487 | 4.6399 | 1.6 | 1.3 | 1.2 | 1.0711 | 1.011 | 0.96907 | 0.93569 | 0.90666 | 0.88353 | 0.86161 | 1232.47 | 6858.1862 | 17822.0618 | 30956.2384 | 47525.4216 | 66954.9119 | 88990.9492 | 112559.6796 | 139504.8595 | 166368.6646
| MeV: Light Exercise, Oral Breathing | 0.94091 | 1.8987 | 2.3781 | 2.6934 | 2.9217 | 3.1045 | 3.2494 | 3.3719 | 3.4778 | 3.5733 | 1.6 | 1.3 | 1.2 | 1.0718 | 1.0151 | 0.97013 | 0.93339 | 0.90569 | 0.88129 | 0.86197 | 104.7352 | 596.4092 | 1539.8863 | 2607.9449 | 4039.8148 | 5739.2248 | 7568.5359 | 9610.4417 | 11810.0553 | 14279.7054
| MeV: Light Exercise, Speaking | 1.5977 | 2.5618 | 3.0336 | 3.3488 | 3.5784 | 3.7528 | 3.9002 | 4.025 | 4.1291 | 4.2233 | 1.6 | 1.3 | 1.2 | 1.0769 | 1.021 | 0.97704 | 0.94082 | 0.91058 | 0.88625 | 0.86689 | 475.1875 | 2745.6651 | 6966.7246 | 11890.4068 | 18495.5575 | 25812.534 | 34255.1052 | 43570.0043 | 53315.4681 | 64274.1968
| MeV: Light Exercise, Loudly Speaking | 2.415 | 3.3732 | 3.8577 | 4.1682 | 4.3967 | 4.5768 | 4.722 | 4.8445 | 4.9499 | 5.0433 | 1.6 | 1.3 | 1.2 | 1.0747 | 1.018 | 0.97104 | 0.93616 | 0.90672 | 0.87941 | 0.85804 | 3120.0169 | 17782.6933 | 46457.6629 | 78166.7339 | 121150.2311 | 170502.195 | 225666.6327 | 285823.9017 | 349168.702 | 418849.5326
| MeV: Heavy Exercise, Oral Breathing | 1.3195 | 2.273 | 2.7549 | 3.0686 | 3.2985 | 3.4782 | 3.6248 | 3.7489 | 3.8524 | 3.9462 | 1.6 | 1.3 | 1.2 | 1.0716 | 1.0093 | 0.96524 | 0.93097 | 0.90106 | 0.87578 | 0.85554 | 250.4537 | 1412.1029 | 3666.8123 | 6185.0031 | 9533.4065 | 13465.9359 | 17894.776 | 22730.5427 | 27742.6512 | 33360.9329
| MeV: Heavy Exercise, Speaking | 1.9763 | 2.9248 | 3.401 | 3.7253 | 3.9521 | 4.1344 | 4.2794 | 4.4021 | 4.5102 | 4.6038 | 1.6 | 1.3 | 1.2 | 1.0697 | 1.0093 | 0.96475 | 0.9288 | 0.89767 | 0.87614 | 0.8557 | 1136.3179 | 6333.6925 | 16234.1077 | 27978.3596 | 42938.5941 | 60972.4543 | 80509.4988 | 101749.9983 | 126223.6827 | 151683.9053
| MeV: Heavy Exercise, Loudly Speaking | 2.7977 | 3.7471 | 4.2337 | 4.5525 | 4.7806 | 4.9585 | 5.1074 | 5.2271 | 5.3342 | 5.428 | 1.6 | 1.3 | 1.2 | 1.0694 | 1.0087 | 0.96453 | 0.92942 | 0.90187 | 0.87804 | 0.85682 | 7531.7613 | 42063.0179 | 110418.856 | 187855.2889 | 289061.7543 | 406481.6356 | 542330.793 | 684491.7246 | 844207.3328 | 1013737.5557
| TB: Resting, Oral Breathing | -0.20761 | 0.58338 | 0.98895 | 1.2524 | 1.4453 | 1.5986 | 1.7231 | 1.8271 | 1.9201 | 1.9986 | 1.3 | 1 | 0.93 | 0.85858 | 0.80594 | 0.76664 | 0.7362 | 0.71218 | 0.69075 | 0.67381 | 4.669 | 18.1081 | 41.3258 | 67.8492 | 97.4811 | 130.5253 | 165.8108 | 202.9595 | 243.2259 | 283.8469
| TB: Resting, Speaking | 0.44903 | 1.2513 | 1.6518 | 1.9108 | 2.1054 | 2.2555 | 2.3784 | 2.4824 | 2.5748 | 2.6539 | 1.3 | 1 | 0.93 | 0.85417 | 0.80372 | 0.76716 | 0.73835 | 0.71381 | 0.69329 | 0.67487 | 21.177 | 84.2893 | 190.1565 | 306.8854 | 444.1023 | 592.8183 | 752.396 | 920.0673 | 1102.6855 | 1285.5621
| TB: Resting, Loudly Speaking | 1.2704 | 2.0698 | 2.4681 | 2.7408 | 2.9308 | 3.0797 | 3.2048 | 3.3071 | 3.3965 | 3.4757 | 1.3 | 1 | 0.93 | 0.85525 | 0.805 | 0.7678 | 0.7367 | 0.71073 | 0.69072 | 0.67333 | 140.3659 | 554.9375 | 1245.6236 | 2078.0012 | 2977.1515 | 3958.5479 | 5031.7009 | 6116.4449 | 7284.2914 | 8509.299
| TB: Standing, Oral Breathing | -0.16555 | 0.63473 | 1.0432 | 1.3034 | 1.497 | 1.6472 | 1.772 | 1.8766 | 1.965 | 2.0441 | 1.3 | 1 | 0.93 | 0.85599 | 0.80345 | 0.76474 | 0.73681 | 0.71105 | 0.69099 | 0.67364 | 5.1439 | 20.3808 | 46.8295 | 75.9984 | 109.3824 | 145.5532 | 185.7673 | 227.0923 | 269.7928 | 315.13
| TB: Standing, Speaking | 0.49136 | 1.2884 | 1.6899 | 1.9541 | 2.1493 | 2.2965 | 2.4213 | 2.5257 | 2.616 | 2.697 | 1.3 | 1 | 0.93 | 0.86095 | 0.8074 | 0.77122 | 0.74205 | 0.71489 | 0.6925 | 0.67467 | 23.3452 | 91.8031 | 207.5898 | 342.5726 | 494.1417 | 655.7089 | 835.2158 | 1018.2221 | 1210.8997 | 1419.2247
| TB: Standing, Loudly Speaking | 1.3126 | 2.1064 | 2.5109 | 2.7727 | 2.969 | 3.1208 | 3.2459 | 3.3531 | 3.4436 | 3.5225 | 1.3 | 1 | 0.93 | 0.86063 | 0.81035 | 0.77254 | 0.7435 | 0.71648 | 0.6952 | 0.67647 | 154.689 | 603.8058 | 1374.5547 | 2255.2343 | 3277.4881 | 4384.1631 | 5589.7985 | 6859.8919 | 8175.2938 | 9522.9387
| TB: Light Exercise, Oral Breathing | 0.24194 | 1.0346 | 1.435 | 1.7092 | 1.9014 | 2.0529 | 2.1748 | 2.2781 | 2.369 | 2.4462 | 1.3 | 1 | 0.93 | 0.85261 | 0.80657 | 0.76845 | 0.73929 | 0.71265 | 0.69276 | 0.67456 | 13.1455 | 51.1771 | 115.4293 | 192.434 | 278.88 | 372.6025 | 471.4772 | 573.823 | 685.9737 | 796.4824
| TB: Light Exercise, Speaking | 0.89871 | 1.6978 | 2.1017 | 2.3553 | 2.5504 | 2.7023 | 2.8289 | 2.9346 | 3.0269 | 3.1054 | 1.3 | 1 | 0.93 | 0.85644 | 0.8049 | 0.76746 | 0.73648 | 0.71129 | 0.69103 | 0.67312 | 59.6414 | 235.6535 | 535.745 | 856.8852 | 1239.7035 | 1659.4154 | 2116.7036 | 2596.1047 | 3111.6121 | 3626.01
| TB: Light Exercise, Loudly Speaking | 1.7243 | 2.5161 | 2.9205 | 3.1951 | 3.3855 | 3.5379 | 3.6627 | 3.7654 | 3.8548 | 3.9343 | 1.3 | 1 | 0.93 | 0.86025 | 0.80985 | 0.77252 | 0.74233 | 0.71574 | 0.69482 | 0.6768 | 399.1283 | 1551.0907 | 3530.0931 | 5961.4537 | 8545.1873 | 11453.2279 | 14568.2681 | 17708.7972 | 21060.468 | 24591.8392
| TB: Heavy Exercise, Oral Breathing | 0.62057 | 1.4145 | 1.8218 | 2.0828 | 2.276 | 2.4282 | 2.5506 | 2.6563 | 2.7473 | 2.8245 | 1.3 | 1 | 0.93 | 0.86046 | 0.80731 | 0.76914 | 0.73789 | 0.71373 | 0.69391 | 0.67457 | 31.4348 | 122.7391 | 281.2601 | 460.4699 | 661.5315 | 885.1628 | 1117.5978 | 1372.9389 | 1641.8727 | 1903.3418
| TB: Heavy Exercise, Speaking | 1.2773 | 2.0732 | 2.4763 | 2.7418 | 2.9327 | 3.0866 | 3.2124 | 3.3155 | 3.4064 | 3.4844 | 1.3 | 1 | 0.93 | 0.85517 | 0.80572 | 0.76847 | 0.73721 | 0.71201 | 0.68927 | 0.67372 | 142.6208 | 559.3619 | 1269.3703 | 2082.474 | 2993.4594 | 4026.6553 | 5124.1872 | 6248.2488 | 7435.8698 | 8686.2934
| TB: Heavy Exercise, Loudly Speaking | 2.0987 | 2.8985 | 3.3024 | 3.5671 | 3.7578 | 3.9093 | 4.0364 | 4.1401 | 4.2299 | 4.3072 | 1.3 | 1 | 0.93 | 0.85205 | 0.80273 | 0.7644 | 0.73531 | 0.70936 | 0.68677 | 0.67089 | 945.3217 | 3741.0884 | 8505.0095 | 13860.5932 | 19916.9502 | 26599.5556 | 34066.6164 | 41549.7671 | 49328.4885 | 57505.7853
| TB OT: Resting, Oral Breathing | -1.699 | -0.86262 | -0.4349 | -0.1419 | 0.060477 | 0.22245 | 0.3527 | 0.46277 | 0.55761 | 0.64184 | 1.4 | 1.1 | 1 | 0.9273 | 0.8737 | 0.83487 | 0.80485 | 0.77847 | 0.75558 | 0.73715 | 0.17592 | 0.75739 | 1.7361 | 3.0447 | 4.4646 | 6.1033 | 7.8626 | 9.7239 | 11.6746 | 13.7732
| TB OT: Resting, Speaking | -1.051 | -0.20302 | 0.22868 | 0.50634 | 0.71131 | 0.87249 | 1.0025 | 1.1116 | 1.2077 | 1.292 | 1.4 | 1.1 | 1 | 0.92773 | 0.87597 | 0.83724 | 0.8048 | 0.77869 | 0.75701 | 0.73851 | 0.78219 | 3.4587 | 8.0015 | 13.5546 | 20.0513 | 27.3652 | 35.1033 | 43.3283 | 52.2738 | 61.681
| TB OT: Resting, Loudly Speaking | -0.22957 | 0.6211 | 1.0472 | 1.3311 | 1.5363 | 1.6933 | 1.8236 | 1.9344 | 2.031 | 2.1173 | 1.4 | 1.1 | 1 | 0.92924 | 0.87565 | 0.83397 | 0.80151 | 0.77613 | 0.75415 | 0.73613 | 5.1845 | 23.0696 | 52.6895 | 90.7609 | 133.951 | 180.2061 | 231.3371 | 286.9769 | 346.4334 | 410.9616
| TB OT: Standing, Oral Breathing | -1.6655 | -0.81369 | -0.38776 | -0.10476 | 0.10098 | 0.26112 | 0.39334 | 0.50323 | 0.59822 | 0.68092 | 1.4 | 1.1 | 1 | 0.93454 | 0.87843 | 0.83898 | 0.80878 | 0.7801 | 0.7595 | 0.74042 | 0.18999 | 0.8477 | 1.9352 | 3.3541 | 4.9371 | 6.7142 | 8.6866 | 10.7003 | 12.8973 | 15.147
| TB OT: Standing, Speaking | -1.0088 | -0.15181 | 0.27715 | 0.5427 | 0.74993 | 0.91227 | 1.0449 | 1.1559 | 1.2508 | 1.3351 | 1.4 | 1.1 | 1 | 0.92784 | 0.87335 | 0.83346 | 0.80085 | 0.77397 | 0.75204 | 0.73314 | 0.86201 | 3.8916 | 8.9463 | 14.7407 | 21.827 | 29.8149 | 38.4614 | 47.6334 | 57.2842 | 67.5392
| TB OT: Standing, Loudly Speaking | -0.18738 | 0.66542 | 1.0907 | 1.3761 | 1.5791 | 1.7388 | 1.8694 | 1.9798 | 2.077 | 2.1606 | 1.4 | 1.1 | 1 | 0.92575 | 0.8704 | 0.83228 | 0.80115 | 0.7765 | 0.75343 | 0.73467 | 5.7136 | 25.5483 | 58.2422 | 100.1129 | 146.6302 | 199.5956 | 256.8967 | 318.7963 | 384.743 | 453.0163
| TB OT: Light Exercise, Oral Breathing | -1.2581 | -0.40851 | 0.014135 | 0.29789 | 0.50778 | 0.66794 | 0.80058 | 0.91003 | 1.0056 | 1.0876 | 1.4 | 1.1 | 1 | 0.93375 | 0.87886 | 0.83703 | 0.80143 | 0.77534 | 0.75298 | 0.7332 | 0.48554 | 2.1549 | 4.8823 | 8.4664 | 12.6056 | 17.0809 | 21.9346 | 27.1013 | 32.6168 | 38.2103
| TB OT: Light Exercise, Speaking | -0.60129 | 0.24684 | 0.67578 | 0.9501 | 1.159 | 1.3206 | 1.4496 | 1.5615 | 1.6571 | 1.7417 | 1.4 | 1.1 | 1 | 0.93059 | 0.87693 | 0.83873 | 0.80731 | 0.78012 | 0.75733 | 0.73813 | 2.2029 | 9.745 | 22.4013 | 37.8247 | 56.2992 | 76.9762 | 98.6634 | 122.3692 | 147.2134 | 173.5932
| TB OT: Light Exercise, Loudly Speaking | 0.23045 | 1.0687 | 1.4961 | 1.7858 | 1.9916 | 2.1522 | 2.2823 | 2.3936 | 2.4887 | 2.5711 | 1.4 | 1.1 | 1 | 0.9361 | 0.8814 | 0.83926 | 0.80607 | 0.7784 | 0.75504 | 0.73572 | 14.9532 | 64.6609 | 148.1189 | 261.3278 | 385.559 | 522.7352 | 669.7874 | 829.1173 | 995.3095 | 1167.8331
| TB OT: Heavy Exercise, Oral Breathing | -0.87943 | -0.029668 | 0.4015 | 0.67847 | 0.88245 | 1.0422 | 1.1735 | 1.284 | 1.3792 | 1.4619 | 1.4 | 1.1 | 1 | 0.93174 | 0.87908 | 0.83662 | 0.80263 | 0.77554 | 0.75346 | 0.73548 | 1.1611 | 5.1555 | 11.912 | 20.2732 | 29.8803 | 40.4066 | 51.8662 | 64.1341 | 77.1621 | 90.7811
| TB OT: Heavy Exercise, Speaking | -0.22265 | 0.62745 | 1.0567 | 1.3324 | 1.5368 | 1.699 | 1.8293 | 1.9405 | 2.0365 | 2.1193 | 1.4 | 1.1 | 1 | 0.92826 | 0.87632 | 0.83685 | 0.80379 | 0.77614 | 0.75284 | 0.73244 | 5.2678 | 23.4094 | 53.8563 | 90.8875 | 134.243 | 183.4346 | 235.2237 | 291.045 | 350.1992 | 410.4647
| TB OT: Heavy Exercise, Loudly Speaking | 0.59874 | 1.4501 | 1.8761 | 2.1568 | 2.3642 | 2.5232 | 2.6555 | 2.7657 | 2.8596 | 2.9417 | 1.4 | 1.1 | 1 | 0.92979 | 0.87435 | 0.83497 | 0.8035 | 0.7769 | 0.75408 | 0.73399 | 34.9163 | 155.6192 | 355.3321 | 607.9839 | 899.3833 | 1219.9545 | 1575.5551 | 1948.6962 | 2334.5664 | 2733.8558
| Fixed Quanta Emission Rate | 2.9868 | 3.2878 | 3.4639 | 3.5888 | 3.6857 | 3.7649 | 3.8319 | 3.8899 | 3.941 | 3.9868 | 1e-99 | 1e-99 | 1e-99 | 1e-99 | 1e-99 | 1e-99 | 1e-99 | 1e-99 | 1e-99 | 1e-99 | 970 | 1940 | 2910 | 3880 | 4850 | 5820 | 6790 | 7760 | 8730 | 9700
| Custom Distribution | 1.3 | 1.601 | 1.7771 | 1.9021 | 1.999 | 2.0782 | 2.1451 | 2.2031 | 2.2542 | 2.3 | 0.415 | 0.415 | 0.415 | 0.415 | 0.415 | 0.415 | 0.415 | 0.415 | 0.415 | 0.415 | 38.0113 | 76.0227 | 114.034 | 152.0454 | 190.0567 | 228.0681 | 266.0794 | 304.0908 | 342.1021 | 380.1135

## TECERQ2
| Enter (hr) | Exit (hr) | Erq (quanta/hr)
Susc. Occ. A | 0 | 0.5 | --
Inf. Occ. t(0) | 0 | 0.5 | 17.4081
Inf. Occ. #2 | 4 | 4.5 | 17.4081
[12 empty] | risk Erq | [5 empty] | risk Erq
| I = | 1 |  |  | Yes | [6 empty] | probability | 1 |  |  |  |  | probability | 1
|  | Inf. Occ. t(0) | Inf. Occ. t(0) | Inf. Occ. t(0) | Inf. Occ. #2 | Inf. Occ #2 | Inf. Occ #2 | no | Total | Continuous Occupancy | [5 empty] | Susceptible Occupant A
time (min) | time (hr) | quanta/hr | quanta/m3 occ | quanta/m3 | quanta/hr | quanta/m3 occ | quanta/m3 | quanta/m3 | quanta/m3 | n(t)dt | Dq | PI | R | Occupancy | time (min) | n(t)dt | Dq | PI | R | time (min) | Occupancy
0.1 | 0.0016667 | 17.4081 | 3.4037e-05 | 3.4037e-05 | 0 | 0 | 0 | 0 | 3.4037e-05 | [10 empty] | 0.1
1 | 0.016667 | 17.4081 | 0.00032498 | 0.00032498 | 0 | 0 | 0 | 0 | 0.00032498 | 4.8747e-06 | 2.6323e-06 | 2.6323e-06 | 2.6323e-06 | #NAME? | 1 | 4.8747e-06 | 2.6323e-06 | 2.6323e-06 | 2.6323e-06 | 1 | #NAME?
2 | 0.033333 | 17.4081 | 0.0006179 | 0.0006179 | 0 | 0 | 0 | 0 | 0.0006179 | 1.0298e-05 | 8.1934e-06 | 8.1934e-06 | 8.1934e-06 | #NAME? | 2 | 1.0298e-05 | 8.1934e-06 | 8.1934e-06 | 8.1934e-06 | 2 | #NAME?
3 | 0.05 | 17.4081 | 0.00088194 | 0.00088194 | 0 | 0 | 0 | 0 | 0.00088194 | 1.4699e-05 | 1.6131e-05 | 1.6131e-05 | 1.6131e-05 | #NAME? | 3 | 1.4699e-05 | 1.6131e-05 | 1.6131e-05 | 1.6131e-05 | 3 | #NAME?
4 | 0.066667 | 17.4081 | 0.0011199 | 0.0011199 | 0 | 0 | 0 | 0 | 0.0011199 | 1.8666e-05 | 2.621e-05 | 2.621e-05 | 2.621e-05 | #NAME? | 4 | 1.8666e-05 | 2.621e-05 | 2.621e-05 | 2.621e-05 | 4 | #NAME?
5 | 0.083333 | 17.4081 | 0.0013345 | 0.0013345 | 0 | 0 | 0 | 0 | 0.0013345 | 2.2241e-05 | 3.822e-05 | 3.822e-05 | 3.822e-05 | #NAME? | 5 | 2.2241e-05 | 3.822e-05 | 3.822e-05 | 3.822e-05 | 5 | #NAME?
6 | 0.1 | 17.4081 | 0.0015278 | 0.0015278 | 0 | 0 | 0 | 0 | 0.0015278 | 2.5464e-05 | 5.1971e-05 | 5.197e-05 | 5.197e-05 | #NAME? | 6 | 2.5464e-05 | 5.1971e-05 | 5.197e-05 | 5.197e-05 | 6 | #NAME?
7 | 0.11667 | 17.4081 | 0.0017021 | 0.0017021 | 0 | 0 | 0 | 0 | 0.0017021 | 2.8369e-05 | 6.729e-05 | 6.7288e-05 | 6.7288e-05 | #NAME? | 7 | 2.8369e-05 | 6.729e-05 | 6.7288e-05 | 6.7288e-05 | 7 | #NAME?
8 | 0.13333 | 17.4081 | 0.0018592 | 0.0018592 | 0 | 0 | 0 | 0 | 0.0018592 | 3.0987e-05 | 8.4023e-05 | 8.4019e-05 | 8.4019e-05 | #NAME? | 8 | 3.0987e-05 | 8.4023e-05 | 8.4019e-05 | 8.4019e-05 | 8 | #NAME?
9 | 0.15 | 17.4081 | 0.0020008 | 0.0020008 | 0 | 0 | 0 | 0 | 0.0020008 | 3.3347e-05 | 0.00010203 | 0.00010203 | 0.00010203 | #NAME? | 9 | 3.3347e-05 | 0.00010203 | 0.00010203 | 0.00010203 | 9 | #NAME?
10 | 0.16667 | 17.4081 | 0.0021285 | 0.0021285 | 0 | 0 | 0 | 0 | 0.0021285 | 3.5475e-05 | 0.00012119 | 0.00012118 | 0.00012118 | #NAME? | 10 | 3.5475e-05 | 0.00012119 | 0.00012118 | 0.00012118 | 10 | #NAME?
11 | 0.18333 | 17.4081 | 0.0022435 | 0.0022435 | 0 | 0 | 0 | 0 | 0.0022435 | 3.7392e-05 | 0.00014138 | 0.00014137 | 0.00014137 | #NAME? | 11 | 3.7392e-05 | 0.00014138 | 0.00014137 | 0.00014137 | 11 | #NAME?
12 | 0.2 | 17.4081 | 0.0023472 | 0.0023472 | 0 | 0 | 0 | 0 | 0.0023472 | 3.9121e-05 | 0.0001625 | 0.00016249 | 0.00016249 | #NAME? | 12 | 3.9121e-05 | 0.0001625 | 0.00016249 | 0.00016249 | 12 | #NAME?
13 | 0.21667 | 17.4081 | 0.0024407 | 0.0024407 | 0 | 0 | 0 | 0 | 0.0024407 | 4.0679e-05 | 0.00018447 | 0.00018445 | 0.00018445 | #NAME? | 13 | 4.0679e-05 | 0.00018447 | 0.00018445 | 0.00018445 | 13 | #NAME?
14 | 0.23333 | 17.4081 | 0.002525 | 0.002525 | 0 | 0 | 0 | 0 | 0.002525 | 4.2083e-05 | 0.0002072 | 0.00020717 | 0.00020717 | #NAME? | 14 | 4.2083e-05 | 0.0002072 | 0.00020717 | 0.00020717 | 14 | #NAME?
15 | 0.25 | 17.4081 | 0.0026009 | 0.0026009 | 0 | 0 | 0 | 0 | 0.0026009 | 4.3349e-05 | 0.0002306 | 0.00023058 | 0.00023058 | #NAME? | 15 | 4.3349e-05 | 0.0002306 | 0.00023058 | 0.00023058 | 15 | #NAME?
16 | 0.26667 | 17.4081 | 0.0026694 | 0.0026694 | 0 | 0 | 0 | 0 | 0.0026694 | 4.449e-05 | 0.00025463 | 0.0002546 | 0.0002546 | #NAME? | 16 | 4.449e-05 | 0.00025463 | 0.0002546 | 0.0002546 | 16 | #NAME?
17 | 0.28333 | 17.4081 | 0.0027311 | 0.0027311 | 0 | 0 | 0 | 0 | 0.0027311 | 4.5518e-05 | 0.00027921 | 0.00027917 | 0.00027917 | #NAME? | 17 | 4.5518e-05 | 0.00027921 | 0.00027917 | 0.00027917 | 17 | #NAME?
18 | 0.3 | 17.4081 | 0.0027867 | 0.0027867 | 0 | 0 | 0 | 0 | 0.0027867 | 4.6446e-05 | 0.00030429 | 0.00030424 | 0.00030424 | #NAME? | 18 | 4.6446e-05 | 0.00030429 | 0.00030424 | 0.00030424 | 18 | #NAME?
19 | 0.31667 | 17.4081 | 0.0028369 | 0.0028369 | 0 | 0 | 0 | 0 | 0.0028369 | 4.7281e-05 | 0.00032982 | 0.00032977 | 0.00032977 | #NAME? | 19 | 4.7281e-05 | 0.00032982 | 0.00032977 | 0.00032977 | 19 | #NAME?
20 | 0.33333 | 17.4081 | 0.0028821 | 0.0028821 | 0 | 0 | 0 | 0 | 0.0028821 | 4.8034e-05 | 0.00035576 | 0.0003557 | 0.0003557 | #NAME? | 20 | 4.8034e-05 | 0.00035576 | 0.0003557 | 0.0003557 | 20 | #NAME?
21 | 0.35 | 17.4081 | 0.0029228 | 0.0029228 | 0 | 0 | 0 | 0 | 0.0029228 | 4.8713e-05 | 0.00038206 | 0.00038199 | 0.00038199 | #NAME? | 21 | 4.8713e-05 | 0.00038206 | 0.00038199 | 0.00038199 | 21 | #NAME?
22 | 0.36667 | 17.4081 | 0.0029595 | 0.0029595 | 0 | 0 | 0 | 0 | 0.0029595 | 4.9325e-05 | 0.0004087 | 0.00040862 | 0.00040862 | #NAME? | 22 | 4.9325e-05 | 0.0004087 | 0.00040862 | 0.00040862 | 22 | #NAME?
23 | 0.38333 | 17.4081 | 0.0029926 | 0.0029926 | 0 | 0 | 0 | 0 | 0.0029926 | 4.9877e-05 | 0.00043563 | 0.00043554 | 0.00043554 | #NAME? | 23 | 4.9877e-05 | 0.00043563 | 0.00043554 | 0.00043554 | 23 | #NAME?
24 | 0.4 | 17.4081 | 0.0030224 | 0.0030224 | 0 | 0 | 0 | 0 | 0.0030224 | 5.0374e-05 | 0.00046284 | 0.00046273 | 0.00046273 | #NAME? | 24 | 5.0374e-05 | 0.00046284 | 0.00046273 | 0.00046273 | 24 | #NAME?
25 | 0.41667 | 17.4081 | 0.0030493 | 0.0030493 | 0 | 0 | 0 | 0 | 0.0030493 | 5.0822e-05 | 0.00049028 | 0.00049016 | 0.00049016 | #NAME? | 25 | 5.0822e-05 | 0.00049028 | 0.00049016 | 0.00049016 | 25 | #NAME?
26 | 0.43333 | 17.4081 | 0.0030736 | 0.0030736 | 0 | 0 | 0 | 0 | 0.0030736 | 5.1226e-05 | 0.00051794 | 0.00051781 | 0.00051781 | #NAME? | 26 | 5.1226e-05 | 0.00051794 | 0.00051781 | 0.00051781 | 26 | #NAME?
27 | 0.45 | 17.4081 | 0.0030954 | 0.0030954 | 0 | 0 | 0 | 0 | 0.0030954 | 5.159e-05 | 0.0005458 | 0.00054565 | 0.00054565 | #NAME? | 27 | 5.159e-05 | 0.0005458 | 0.00054565 | 0.00054565 | 27 | #NAME?
28 | 0.46667 | 17.4081 | 0.0031151 | 0.0031151 | 0 | 0 | 0 | 0 | 0.0031151 | 5.1919e-05 | 0.00057384 | 0.00057367 | 0.00057367 | #NAME? | 28 | 5.1919e-05 | 0.00057384 | 0.00057367 | 0.00057367 | 28 | #NAME?
29 | 0.48333 | 17.4081 | 0.0031329 | 0.0031329 | 0 | 0 | 0 | 0 | 0.0031329 | 5.2214e-05 | 0.00060203 | 0.00060185 | 0.00060185 | #NAME? | 29 | 5.2214e-05 | 0.00060203 | 0.00060185 | 0.00060185 | 29 | #NAME?
30 | 0.5 | 17.4081 | 0.0031489 | 0.0031489 | 0 | 0 | 0 | 0 | 0.0031489 | 5.2481e-05 | 0.00063037 | 0.00063017 | 0.00063017 | #NAME? | 30 | 5.2481e-05 | 0.00063037 | 0.00063017 | 0.00063017 | 30 | #NAME?
31 | 0.51667 | 0 | 0.0031489 | 0.0028383 | 0 | 0 | 0 | 0 | 0.0028383 | 4.7305e-05 | 0.00065592 | 0.0006557 | 0.0006557 | #NAME? | 31 | 0 | 0.00063037 | 0.00063017 | 0.00063017 | 31 | #NAME?
32 | 0.53333 | 0 | 0.0031489 | 0.0025584 | 0 | 0 | 0 | 0 | 0.0025584 | 4.264e-05 | 0.00067894 | 0.00067871 | 0.00067871 | #NAME? | 32 | 0 | 0.00063037 | 0.00063017 | 0.00063017 | 32 | #NAME?
33 | 0.55 | 0 | 0.0031489 | 0.0023061 | 0 | 0 | 0 | 0 | 0.0023061 | 3.8434e-05 | 0.0006997 | 0.00069945 | 0.00069945 | #NAME? | 33 | 0 | 0.00063037 | 0.00063017 | 0.00063017 | 33 | #NAME?
34 | 0.56667 | 0 | 0.0031489 | 0.0020786 | 0 | 0 | 0 | 0 | 0.0020786 | 3.4644e-05 | 0.0007184 | 0.00071815 | 0.00071815 | #NAME? | 34 | 0 | 0.00063037 | 0.00063017 | 0.00063017 | 34 | #NAME?
35 | 0.58333 | 0 | 0.0031489 | 0.0018736 | 0 | 0 | 0 | 0 | 0.0018736 | 3.1227e-05 | 0.00073527 | 0.000735 | 0.000735 | #NAME? | 35 | 0 | 0.00063037 | 0.00063017 | 0.00063017 | 35 | #NAME?
36 | 0.6 | 0 | 0.0031489 | 0.0016888 | 0 | 0 | 0 | 0 | 0.0016888 | 2.8147e-05 | 0.00075047 | 0.00075019 | 0.00075019 | #NAME? | 36 | 0 | 0.00063037 | 0.00063017 | 0.00063017 | 36 | #NAME?
37 | 0.61667 | 0 | 0.0031489 | 0.0015223 | 0 | 0 | 0 | 0 | 0.0015223 | 2.5371e-05 | 0.00076417 | 0.00076388 | 0.00076388 | #NAME? | 37 | 0 | 0.00063037 | 0.00063017 | 0.00063017 | 37 | #NAME?
38 | 0.63333 | 0 | 0.0031489 | 0.0013721 | 0 | 0 | 0 | 0 | 0.0013721 | 2.2869e-05 | 0.00077652 | 0.00077622 | 0.00077622 | #NAME? | 38 | 0 | 0.00063037 | 0.00063017 | 0.00063017 | 38 | #NAME?
39 | 0.65 | 0 | 0.0031489 | 0.0012368 | 0 | 0 | 0 | 0 | 0.0012368 | 2.0614e-05 | 0.00078765 | 0.00078734 | 0.00078734 | #NAME? | 39 | 0 | 0.00063037 | 0.00063017 | 0.00063017 | 39 | #NAME?
40 | 0.66667 | 0 | 0.0031489 | 0.0011148 | 0 | 0 | 0 | 0 | 0.0011148 | 1.8581e-05 | 0.00079768 | 0.00079736 | 0.00079736 | #NAME? | 40 | 0 | 0.00063037 | 0.00063017 | 0.00063017 | 40 | #NAME?
41 | 0.68333 | 0 | 0.0031489 | 0.0010049 | 0 | 0 | 0 | 0 | 0.0010049 | 1.6748e-05 | 0.00080673 | 0.0008064 | 0.0008064 | #NAME? | 41 | 0 | 0.00063037 | 0.00063017 | 0.00063017 | 41 | #NAME?
42 | 0.7 | 0 | 0.0031489 | 0.00090578 | 0 | 0 | 0 | 0 | 0.00090578 | 1.5096e-05 | 0.00081488 | 0.00081455 | 0.00081455 | #NAME? | 42 | 0 | 0.00063037 | 0.00063017 | 0.00063017 | 42 | #NAME?
43 | 0.71667 | 0 | 0.0031489 | 0.00081645 | 0 | 0 | 0 | 0 | 0.00081645 | 1.3607e-05 | 0.00082223 | 0.00082189 | 0.00082189 | #NAME? | 43 | 0 | 0.00063037 | 0.00063017 | 0.00063017 | 43 | #NAME?
44 | 0.73333 | 0 | 0.0031489 | 0.00073593 | 0 | 0 | 0 | 0 | 0.00073593 | 1.2265e-05 | 0.00082885 | 0.00082851 | 0.00082851 | #NAME? | 44 | 0 | 0.00063037 | 0.00063017 | 0.00063017 | 44 | #NAME?
45 | 0.75 | 0 | 0.0031489 | 0.00066335 | 0 | 0 | 0 | 0 | 0.00066335 | 1.1056e-05 | 0.00083482 | 0.00083447 | 0.00083447 | #NAME? | 45 | 0 | 0.00063037 | 0.00063017 | 0.00063017 | 45 | #NAME?
46 | 0.76667 | 0 | 0.0031489 | 0.00059792 | 0 | 0 | 0 | 0 | 0.00059792 | 9.9654e-06 | 0.0008402 | 0.00083985 | 0.00083985 | #NAME? | 46 | 0 | 0.00063037 | 0.00063017 | 0.00063017 | 46 | #NAME?
47 | 0.78333 | 0 | 0.0031489 | 0.00053895 | 0 | 0 | 0 | 0 | 0.00053895 | 8.9826e-06 | 0.00084505 | 0.00084469 | 0.00084469 | #NAME? | 47 | 0 | 0.00063037 | 0.00063017 | 0.00063017 | 47 | #NAME?
48 | 0.8 | 0 | 0.0031489 | 0.0004858 | 0 | 0 | 0 | 0 | 0.0004858 | 8.0967e-06 | 0.00084942 | 0.00084906 | 0.00084906 | #NAME? | 48 | 0 | 0.00063037 | 0.00063017 | 0.00063017 | 48 | #NAME?
49 | 0.81667 | 0 | 0.0031489 | 0.00043789 | 0 | 0 | 0 | 0 | 0.00043789 | 7.2981e-06 | 0.00085336 | 0.000853 | 0.000853 | #NAME? | 49 | 0 | 0.00063037 | 0.00063017 | 0.00063017 | 49 | #NAME?
50 | 0.83333 | 0 | 0.0031489 | 0.0003947 | 0 | 0 | 0 | 0 | 0.0003947 | 6.5784e-06 | 0.00085692 | 0.00085655 | 0.00085655 | #NAME? | 50 | 0 | 0.00063037 | 0.00063017 | 0.00063017 | 50 | #NAME?
51 | 0.85 | 0 | 0.0031489 | 0.00035577 | 0 | 0 | 0 | 0 | 0.00035577 | 5.9296e-06 | 0.00086012 | 0.00085975 | 0.00085975 | #NAME? | 51 | 0 | 0.00063037 | 0.00063017 | 0.00063017 | 51 | #NAME?
52 | 0.86667 | 0 | 0.0031489 | 0.00032069 | 0 | 0 | 0 | 0 | 0.00032069 | 5.3448e-06 | 0.000863 | 0.00086263 | 0.00086263 | #NAME? | 52 | 0 | 0.00063037 | 0.00063017 | 0.00063017 | 52 | #NAME?
53 | 0.88333 | 0 | 0.0031489 | 0.00028906 | 0 | 0 | 0 | 0 | 0.00028906 | 4.8176e-06 | 0.00086561 | 0.00086523 | 0.00086523 | #NAME? | 53 | 0 | 0.00063037 | 0.00063017 | 0.00063017 | 53 | #NAME?
54 | 0.9 | 0 | 0.0031489 | 0.00026055 | 0 | 0 | 0 | 0 | 0.00026055 | 4.3425e-06 | 0.00086795 | 0.00086757 | 0.00086757 | #NAME? | 54 | 0 | 0.00063037 | 0.00063017 | 0.00063017 | 54 | #NAME?
55 | 0.91667 | 0 | 0.0031489 | 0.00023485 | 0 | 0 | 0 | 0 | 0.00023485 | 3.9142e-06 | 0.00087006 | 0.00086969 | 0.00086969 | #NAME? | 55 | 0 | 0.00063037 | 0.00063017 | 0.00063017 | 55 | #NAME?
56 | 0.93333 | 0 | 0.0031489 | 0.00021169 | 0 | 0 | 0 | 0 | 0.00021169 | 3.5282e-06 | 0.00087197 | 0.00087159 | 0.00087159 | #NAME? | 56 | 0 | 0.00063037 | 0.00063017 | 0.00063017 | 56 | #NAME?
57 | 0.95 | 0 | 0.0031489 | 0.00019081 | 0 | 0 | 0 | 0 | 0.00019081 | 3.1802e-06 | 0.00087369 | 0.00087331 | 0.00087331 | #NAME? | 57 | 0 | 0.00063037 | 0.00063017 | 0.00063017 | 57 | #NAME?
58 | 0.96667 | 0 | 0.0031489 | 0.00017199 | 0 | 0 | 0 | 0 | 0.00017199 | 2.8666e-06 | 0.00087523 | 0.00087485 | 0.00087485 | #NAME? | 58 | 0 | 0.00063037 | 0.00063017 | 0.00063017 | 58 | #NAME?
59 | 0.98333 | 0 | 0.0031489 | 0.00015503 | 0 | 0 | 0 | 0 | 0.00015503 | 2.5839e-06 | 0.00087663 | 0.00087625 | 0.00087625 | #NAME? | 59 | 0 | 0.00063037 | 0.00063017 | 0.00063017 | 59 | #NAME?
60 | 1 | 0 | 0.0031489 | 0.00013974 | 0 | 0 | 0 | 0 | 0.00013974 | 2.329e-06 | 0.00087789 | 0.0008775 | 0.0008775 | #NAME? | 60 | 0 | 0.00063037 | 0.00063017 | 0.00063017 | 60 | #NAME?
61 | 1.0167 | 0 | 0.0031489 | 0.00012596 | 0 | 0 | 0 | 0 | 0.00012596 | 2.0993e-06 | 0.00087902 | 0.00087864 | 0.00087864 | #NAME? | 61 | 0 | 0.00063037 | 0.00063017 | 0.00063017 | 61 | #NAME?
62 | 1.0333 | 0 | 0.0031489 | 0.00011354 | 0 | 0 | 0 | 0 | 0.00011354 | 1.8923e-06 | 0.00088004 | 0.00087966 | 0.00087966 | #NAME? | 62 | 0 | 0.00063037 | 0.00063017 | 0.00063017 | 62 | #NAME?
63 | 1.05 | 0 | 0.0031489 | 0.00010234 | 0 | 0 | 0 | 0 | 0.00010234 | 1.7057e-06 | 0.00088096 | 0.00088058 | 0.00088058 | #NAME? | 63 | 0 | 0.00063037 | 0.00063017 | 0.00063017 | 63 | #NAME?
64 | 1.0667 | 0 | 0.0031489 | 9.2246e-05 | 0 | 0 | 0 | 0 | 9.2246e-05 | 1.5374e-06 | 0.00088179 | 0.00088141 | 0.00088141 | #NAME? | 64 | 0 | 0.00063037 | 0.00063017 | 0.00063017 | 64 | #NAME?
65 | 1.0833 | 0 | 0.0031489 | 8.3149e-05 | 0 | 0 | 0 | 0 | 8.3149e-05 | 1.3858e-06 | 0.00088254 | 0.00088215 | 0.00088215 | #NAME? | 65 | 0 | 0.00063037 | 0.00063017 | 0.00063017 | 65 | #NAME?
66 | 1.1 | 0 | 0.0031489 | 7.4948e-05 | 0 | 0 | 0 | 0 | 7.4948e-05 | 1.2491e-06 | 0.00088322 | 0.00088283 | 0.00088283 | #NAME? | 66 | 0 | 0.00063037 | 0.00063017 | 0.00063017 | 66 | #NAME?
67 | 1.1167 | 0 | 0.0031489 | 6.7556e-05 | 0 | 0 | 0 | 0 | 6.7556e-05 | 1.1259e-06 | 0.00088383 | 0.00088344 | 0.00088344 | #NAME? | 67 | 0 | 0.00063037 | 0.00063017 | 0.00063017 | 67 | #NAME?
68 | 1.1333 | 0 | 0.0031489 | 6.0894e-05 | 0 | 0 | 0 | 0 | 6.0894e-05 | 1.0149e-06 | 0.00088437 | 0.00088398 | 0.00088398 | #NAME? | 68 | 0 | 0.00063037 | 0.00063017 | 0.00063017 | 68 | #NAME?
69 | 1.15 | 0 | 0.0031489 | 5.4888e-05 | 0 | 0 | 0 | 0 | 5.4888e-05 | 9.148e-07 | 0.00088487 | 0.00088448 | 0.00088448 | #NAME? | 69 | 0 | 0.00063037 | 0.00063017 | 0.00063017 | 69 | #NAME?
70 | 1.1667 | 0 | 0.0031489 | 4.9475e-05 | 0 | 0 | 0 | 0 | 4.9475e-05 | 8.2458e-07 | 0.00088531 | 0.00088492 | 0.00088492 | #NAME? | 70 | 0 | 0.00063037 | 0.00063017 | 0.00063017 | 70 | #NAME?
71 | 1.1833 | 0 | 0.0031489 | 4.4595e-05 | 0 | 0 | 0 | 0 | 4.4595e-05 | 7.4326e-07 | 0.00088571 | 0.00088532 | 0.00088532 | #NAME? | 71 | 0 | 0.00063037 | 0.00063017 | 0.00063017 | 71 | #NAME?
72 | 1.2 | 0 | 0.0031489 | 4.0197e-05 | 0 | 0 | 0 | 0 | 4.0197e-05 | 6.6995e-07 | 0.00088608 | 0.00088568 | 0.00088568 | #NAME? | 72 | 0 | 0.00063037 | 0.00063017 | 0.00063017 | 72 | #NAME?
73 | 1.2167 | 0 | 0.0031489 | 3.6233e-05 | 0 | 0 | 0 | 0 | 3.6233e-05 | 6.0388e-07 | 0.0008864 | 0.00088601 | 0.00088601 | #NAME? | 73 | 0 | 0.00063037 | 0.00063017 | 0.00063017 | 73 | #NAME?
74 | 1.2333 | 0 | 0.0031489 | 3.2659e-05 | 0 | 0 | 0 | 0 | 3.2659e-05 | 5.4432e-07 | 0.0008867 | 0.0008863 | 0.0008863 | #NAME? | 74 | 0 | 0.00063037 | 0.00063017 | 0.00063017 | 74 | #NAME?
75 | 1.25 | 0 | 0.0031489 | 2.9438e-05 | 0 | 0 | 0 | 0 | 2.9438e-05 | 4.9064e-07 | 0.00088696 | 0.00088657 | 0.00088657 | #NAME? | 75 | 0 | 0.00063037 | 0.00063017 | 0.00063017 | 75 | #NAME?
76 | 1.2667 | 0 | 0.0031489 | 2.6535e-05 | 0 | 0 | 0 | 0 | 2.6535e-05 | 4.4225e-07 | 0.0008872 | 0.00088681 | 0.00088681 | #NAME? | 76 | 0 | 0.00063037 | 0.00063017 | 0.00063017 | 76 | #NAME?
77 | 1.2833 | 0 | 0.0031489 | 2.3918e-05 | 0 | 0 | 0 | 0 | 2.3918e-05 | 3.9863e-07 | 0.00088742 | 0.00088702 | 0.00088702 | #NAME? | 77 | 0 | 0.00063037 | 0.00063017 | 0.00063017 | 77 | #NAME?
78 | 1.3 | 0 | 0.0031489 | 2.1559e-05 | 0 | 0 | 0 | 0 | 2.1559e-05 | 3.5932e-07 | 0.00088761 | 0.00088722 | 0.00088722 | #NAME? | 78 | 0 | 0.00063037 | 0.00063017 | 0.00063017 | 78 | #NAME?
79 | 1.3167 | 0 | 0.0031489 | 1.9433e-05 | 0 | 0 | 0 | 0 | 1.9433e-05 | 3.2388e-07 | 0.00088778 | 0.00088739 | 0.00088739 | #NAME? | 79 | 0 | 0.00063037 | 0.00063017 | 0.00063017 | 79 | #NAME?
80 | 1.3333 | 0 | 0.0031489 | 1.7516e-05 | 0 | 0 | 0 | 0 | 1.7516e-05 | 2.9194e-07 | 0.00088794 | 0.00088755 | 0.00088755 | #NAME? | 80 | 0 | 0.00063037 | 0.00063017 | 0.00063017 | 80 | #NAME?
81 | 1.35 | 0 | 0.0031489 | 1.5789e-05 | 0 | 0 | 0 | 0 | 1.5789e-05 | 2.6315e-07 | 0.00088808 | 0.00088769 | 0.00088769 | #NAME? | 81 | 0 | 0.00063037 | 0.00063017 | 0.00063017 | 81 | #NAME?
82 | 1.3667 | 0 | 0.0031489 | 1.4232e-05 | 0 | 0 | 0 | 0 | 1.4232e-05 | 2.3719e-07 | 0.00088821 | 0.00088782 | 0.00088782 | #NAME? | 82 | 0 | 0.00063037 | 0.00063017 | 0.00063017 | 82 | #NAME?
83 | 1.3833 | 0 | 0.0031489 | 1.2828e-05 | 0 | 0 | 0 | 0 | 1.2828e-05 | 2.138e-07 | 0.00088833 | 0.00088793 | 0.00088793 | #NAME? | 83 | 0 | 0.00063037 | 0.00063017 | 0.00063017 | 83 | #NAME?
84 | 1.4 | 0 | 0.0031489 | 1.1563e-05 | 0 | 0 | 0 | 0 | 1.1563e-05 | 1.9271e-07 | 0.00088843 | 0.00088804 | 0.00088804 | #NAME? | 84 | 0 | 0.00063037 | 0.00063017 | 0.00063017 | 84 | #NAME?
85 | 1.4167 | 0 | 0.0031489 | 1.0422e-05 | 0 | 0 | 0 | 0 | 1.0422e-05 | 1.7371e-07 | 0.00088853 | 0.00088813 | 0.00088813 | #NAME? | 85 | 0 | 0.00063037 | 0.00063017 | 0.00063017 | 85 | #NAME?
86 | 1.4333 | 0 | 0.0031489 | 9.3945e-06 | 0 | 0 | 0 | 0 | 9.3945e-06 | 1.5658e-07 | 0.00088861 | 0.00088821 | 0.00088821 | #NAME? | 86 | 0 | 0.00063037 | 0.00063017 | 0.00063017 | 86 | #NAME?
87 | 1.45 | 0 | 0.0031489 | 8.468e-06 | 0 | 0 | 0 | 0 | 8.468e-06 | 1.4113e-07 | 0.00088869 | 0.00088829 | 0.00088829 | #NAME? | 87 | 0 | 0.00063037 | 0.00063017 | 0.00063017 | 87 | #NAME?
88 | 1.4667 | 0 | 0.0031489 | 7.6329e-06 | 0 | 0 | 0 | 0 | 7.6329e-06 | 1.2721e-07 | 0.00088875 | 0.00088836 | 0.00088836 | #NAME? | 88 | 0 | 0.00063037 | 0.00063017 | 0.00063017 | 88 | #NAME?
89 | 1.4833 | 0 | 0.0031489 | 6.8801e-06 | 0 | 0 | 0 | 0 | 6.8801e-06 | 1.1467e-07 | 0.00088882 | 0.00088842 | 0.00088842 | #NAME? | 89 | 0 | 0.00063037 | 0.00063017 | 0.00063017 | 89 | #NAME?
90 | 1.5 | 0 | 0.0031489 | 6.2015e-06 | 0 | 0 | 0 | 0 | 6.2015e-06 | 1.0336e-07 | 0.00088887 | 0.00088848 | 0.00088848 | #NAME? | 90 | 0 | 0.00063037 | 0.00063017 | 0.00063017 | 90 | #NAME?
91 | 1.5167 | 0 | 0.0031489 | 5.5899e-06 | 0 | 0 | 0 | 0 | 5.5899e-06 | 9.3165e-08 | 0.00088892 | 0.00088853 | 0.00088853 | #NAME? | 91 | 0 | 0.00063037 | 0.00063017 | 0.00063017 | 91 | #NAME?
92 | 1.5333 | 0 | 0.0031489 | 5.0386e-06 | 0 | 0 | 0 | 0 | 5.0386e-06 | 8.3977e-08 | 0.00088897 | 0.00088857 | 0.00088857 | #NAME? | 92 | 0 | 0.00063037 | 0.00063017 | 0.00063017 | 92 | #NAME?
93 | 1.55 | 0 | 0.0031489 | 4.5417e-06 | 0 | 0 | 0 | 0 | 4.5417e-06 | 7.5695e-08 | 0.00088901 | 0.00088861 | 0.00088861 | #NAME? | 93 | 0 | 0.00063037 | 0.00063017 | 0.00063017 | 93 | #NAME?
94 | 1.5667 | 0 | 0.0031489 | 4.0938e-06 | 0 | 0 | 0 | 0 | 4.0938e-06 | 6.8229e-08 | 0.00088905 | 0.00088865 | 0.00088865 | #NAME? | 94 | 0 | 0.00063037 | 0.00063017 | 0.00063017 | 94 | #NAME?
95 | 1.5833 | 0 | 0.0031489 | 3.69e-06 | 0 | 0 | 0 | 0 | 3.69e-06 | 6.15e-08 | 0.00088908 | 0.00088868 | 0.00088868 | #NAME? | 95 | 0 | 0.00063037 | 0.00063017 | 0.00063017 | 95 | #NAME?
96 | 1.6 | 0 | 0.0031489 | 3.3261e-06 | 0 | 0 | 0 | 0 | 3.3261e-06 | 5.5435e-08 | 0.00088911 | 0.00088871 | 0.00088871 | #NAME? | 96 | 0 | 0.00063037 | 0.00063017 | 0.00063017 | 96 | #NAME?
97 | 1.6167 | 0 | 0.0031489 | 2.9981e-06 | 0 | 0 | 0 | 0 | 2.9981e-06 | 4.9968e-08 | 0.00088914 | 0.00088874 | 0.00088874 | #NAME? | 97 | 0 | 0.00063037 | 0.00063017 | 0.00063017 | 97 | #NAME?
98 | 1.6333 | 0 | 0.0031489 | 2.7024e-06 | 0 | 0 | 0 | 0 | 2.7024e-06 | 4.504e-08 | 0.00088916 | 0.00088876 | 0.00088876 | #NAME? | 98 | 0 | 0.00063037 | 0.00063017 | 0.00063017 | 98 | #NAME?
99 | 1.65 | 0 | 0.0031489 | 2.4359e-06 | 0 | 0 | 0 | 0 | 2.4359e-06 | 4.0598e-08 | 0.00088918 | 0.00088879 | 0.00088879 | #NAME? | 99 | 0 | 0.00063037 | 0.00063017 | 0.00063017 | 99 | #NAME?
100 | 1.6667 | 0 | 0.0031489 | 2.1956e-06 | 0 | 0 | 0 | 0 | 2.1956e-06 | 3.6594e-08 | 0.0008892 | 0.00088881 | 0.00088881 | #NAME? | 100 | 0 | 0.00063037 | 0.00063017 | 0.00063017 | 100 | #NAME?
101 | 1.6833 | 0 | 0.0031489 | 1.9791e-06 | 0 | 0 | 0 | 0 | 1.9791e-06 | 3.2985e-08 | 0.00088922 | 0.00088882 | 0.00088882 | #NAME? | 101 | 0 | 0.00063037 | 0.00063017 | 0.00063017 | 101 | #NAME?
102 | 1.7 | 0 | 0.0031489 | 1.7839e-06 | 0 | 0 | 0 | 0 | 1.7839e-06 | 2.9731e-08 | 0.00088924 | 0.00088884 | 0.00088884 | #NAME? | 102 | 0 | 0.00063037 | 0.00063017 | 0.00063017 | 102 | #NAME?
103 | 1.7167 | 0 | 0.0031489 | 1.608e-06 | 0 | 0 | 0 | 0 | 1.608e-06 | 2.6799e-08 | 0.00088925 | 0.00088885 | 0.00088885 | #NAME? | 103 | 0 | 0.00063037 | 0.00063017 | 0.00063017 | 103 | #NAME?
104 | 1.7333 | 0 | 0.0031489 | 1.4494e-06 | 0 | 0 | 0 | 0 | 1.4494e-06 | 2.4156e-08 | 0.00088926 | 0.00088887 | 0.00088887 | #NAME? | 104 | 0 | 0.00063037 | 0.00063017 | 0.00063017 | 104 | #NAME?
105 | 1.75 | 0 | 0.0031489 | 1.3064e-06 | 0 | 0 | 0 | 0 | 1.3064e-06 | 2.1774e-08 | 0.00088927 | 0.00088888 | 0.00088888 | #NAME? | 105 | 0 | 0.00063037 | 0.00063017 | 0.00063017 | 105 | #NAME?
106 | 1.7667 | 0 | 0.0031489 | 1.1776e-06 | 0 | 0 | 0 | 0 | 1.1776e-06 | 1.9626e-08 | 0.00088929 | 0.00088889 | 0.00088889 | #NAME? | 106 | 0 | 0.00063037 | 0.00063017 | 0.00063017 | 106 | #NAME?
107 | 1.7833 | 0 | 0.0031489 | 1.0614e-06 | 0 | 0 | 0 | 0 | 1.0614e-06 | 1.7691e-08 | 0.0008893 | 0.0008889 | 0.0008889 | #NAME? | 107 | 0 | 0.00063037 | 0.00063017 | 0.00063017 | 107 | #NAME?
108 | 1.8 | 0 | 0.0031489 | 9.5676e-07 | 0 | 0 | 0 | 0 | 9.5676e-07 | 1.5946e-08 | 0.0008893 | 0.00088891 | 0.00088891 | #NAME? | 108 | 0 | 0.00063037 | 0.00063017 | 0.00063017 | 108 | #NAME?
109 | 1.8167 | 0 | 0.0031489 | 8.624e-07 | 0 | 0 | 0 | 0 | 8.624e-07 | 1.4373e-08 | 0.00088931 | 0.00088892 | 0.00088892 | #NAME? | 109 | 0 | 0.00063037 | 0.00063017 | 0.00063017 | 109 | #NAME?
110 | 1.8333 | 0 | 0.0031489 | 7.7735e-07 | 0 | 0 | 0 | 0 | 7.7735e-07 | 1.2956e-08 | 0.00088932 | 0.00088892 | 0.00088892 | #NAME? | 110 | 0 | 0.00063037 | 0.00063017 | 0.00063017 | 110 | #NAME?
111 | 1.85 | 0 | 0.0031489 | 7.0068e-07 | 0 | 0 | 0 | 0 | 7.0068e-07 | 1.1678e-08 | 0.00088932 | 0.00088893 | 0.00088893 | #NAME? | 111 | 0 | 0.00063037 | 0.00063017 | 0.00063017 | 111 | #NAME?
112 | 1.8667 | 0 | 0.0031489 | 6.3158e-07 | 0 | 0 | 0 | 0 | 6.3158e-07 | 1.0526e-08 | 0.00088933 | 0.00088894 | 0.00088894 | #NAME? | 112 | 0 | 0.00063037 | 0.00063017 | 0.00063017 | 112 | #NAME?
113 | 1.8833 | 0 | 0.0031489 | 5.6929e-07 | 0 | 0 | 0 | 0 | 5.6929e-07 | 9.4881e-09 | 0.00088934 | 0.00088894 | 0.00088894 | #NAME? | 113 | 0 | 0.00063037 | 0.00063017 | 0.00063017 | 113 | #NAME?
114 | 1.9 | 0 | 0.0031489 | 5.1314e-07 | 0 | 0 | 0 | 0 | 5.1314e-07 | 8.5524e-09 | 0.00088934 | 0.00088894 | 0.00088894 | #NAME? | 114 | 0 | 0.00063037 | 0.00063017 | 0.00063017 | 114 | #NAME?
115 | 1.9167 | 0 | 0.0031489 | 4.6253e-07 | 0 | 0 | 0 | 0 | 4.6253e-07 | 7.7089e-09 | 0.00088934 | 0.00088895 | 0.00088895 | #NAME? | 115 | 0 | 0.00063037 | 0.00063017 | 0.00063017 | 115 | #NAME?
116 | 1.9333 | 0 | 0.0031489 | 4.1692e-07 | 0 | 0 | 0 | 0 | 4.1692e-07 | 6.9486e-09 | 0.00088935 | 0.00088895 | 0.00088895 | #NAME? | 116 | 0 | 0.00063037 | 0.00063017 | 0.00063017 | 116 | #NAME?
117 | 1.95 | 0 | 0.0031489 | 3.758e-07 | 0 | 0 | 0 | 0 | 3.758e-07 | 6.2633e-09 | 0.00088935 | 0.00088896 | 0.00088896 | #NAME? | 117 | 0 | 0.00063037 | 0.00063017 | 0.00063017 | 117 | #NAME?
118 | 1.9667 | 0 | 0.0031489 | 3.3873e-07 | 0 | 0 | 0 | 0 | 3.3873e-07 | 5.6456e-09 | 0.00088935 | 0.00088896 | 0.00088896 | #NAME? | 118 | 0 | 0.00063037 | 0.00063017 | 0.00063017 | 118 | #NAME?
119 | 1.9833 | 0 | 0.0031489 | 3.0533e-07 | 0 | 0 | 0 | 0 | 3.0533e-07 | 5.0888e-09 | 0.00088936 | 0.00088896 | 0.00088896 | #NAME? | 119 | 0 | 0.00063037 | 0.00063017 | 0.00063017 | 119 | #NAME?
120 | 2 | 0 | 0.0031489 | 2.7521e-07 | 0 | 0 | 0 | 0 | 2.7521e-07 | 4.5869e-09 | 0.00088936 | 0.00088896 | 0.00088896 | #NAME? | 120 | 0 | 0.00063037 | 0.00063017 | 0.00063017 | 120 | #NAME?
121 | 2.0167 | 0 | 0.0031489 | 2.4807e-07 | 0 | 0 | 0 | 0 | 2.4807e-07 | 4.1345e-09 | 0.00088936 | 0.00088897 | 0.00088897 | #NAME? | 121 | 0 | 0.00063037 | 0.00063017 | 0.00063017 | 121 | #NAME?
122 | 2.0333 | 0 | 0.0031489 | 2.2361e-07 | 0 | 0 | 0 | 0 | 2.2361e-07 | 3.7268e-09 | 0.00088936 | 0.00088897 | 0.00088897 | #NAME? | 122 | 0 | 0.00063037 | 0.00063017 | 0.00063017 | 122 | #NAME?
123 | 2.05 | 0 | 0.0031489 | 2.0155e-07 | 0 | 0 | 0 | 0 | 2.0155e-07 | 3.3592e-09 | 0.00088937 | 0.00088897 | 0.00088897 | #NAME? | 123 | 0 | 0.00063037 | 0.00063017 | 0.00063017 | 123 | #NAME?
124 | 2.0667 | 0 | 0.0031489 | 1.8167e-07 | 0 | 0 | 0 | 0 | 1.8167e-07 | 3.0279e-09 | 0.00088937 | 0.00088897 | 0.00088897 | #NAME? | 124 | 0 | 0.00063037 | 0.00063017 | 0.00063017 | 124 | #NAME?
125 | 2.0833 | 0 | 0.0031489 | 1.6376e-07 | 0 | 0 | 0 | 0 | 1.6376e-07 | 2.7293e-09 | 0.00088937 | 0.00088897 | 0.00088897 | #NAME? | 125 | 0 | 0.00063037 | 0.00063017 | 0.00063017 | 125 | #NAME?
126 | 2.1 | 0 | 0.0031489 | 1.4761e-07 | 0 | 0 | 0 | 0 | 1.4761e-07 | 2.4601e-09 | 0.00088937 | 0.00088897 | 0.00088897 | #NAME? | 126 | 0 | 0.00063037 | 0.00063017 | 0.00063017 | 126 | #NAME?
127 | 2.1167 | 0 | 0.0031489 | 1.3305e-07 | 0 | 0 | 0 | 0 | 1.3305e-07 | 2.2175e-09 | 0.00088937 | 0.00088898 | 0.00088898 | #NAME? | 127 | 0 | 0.00063037 | 0.00063017 | 0.00063017 | 127 | #NAME?
128 | 2.1333 | 0 | 0.0031489 | 1.1993e-07 | 0 | 0 | 0 | 0 | 1.1993e-07 | 1.9988e-09 | 0.00088937 | 0.00088898 | 0.00088898 | #NAME? | 128 | 0 | 0.00063037 | 0.00063017 | 0.00063017 | 128 | #NAME?
129 | 2.15 | 0 | 0.0031489 | 1.081e-07 | 0 | 0 | 0 | 0 | 1.081e-07 | 1.8017e-09 | 0.00088937 | 0.00088898 | 0.00088898 | #NAME? | 129 | 0 | 0.00063037 | 0.00063017 | 0.00063017 | 129 | #NAME?
130 | 2.1667 | 0 | 0.0031489 | 9.7438e-08 | 0 | 0 | 0 | 0 | 9.7438e-08 | 1.624e-09 | 0.00088937 | 0.00088898 | 0.00088898 | #NAME? | 130 | 0 | 0.00063037 | 0.00063017 | 0.00063017 | 130 | #NAME?
131 | 2.1833 | 0 | 0.0031489 | 8.7828e-08 | 0 | 0 | 0 | 0 | 8.7828e-08 | 1.4638e-09 | 0.00088938 | 0.00088898 | 0.00088898 | #NAME? | 131 | 0 | 0.00063037 | 0.00063017 | 0.00063017 | 131 | #NAME?
132 | 2.2 | 0 | 0.0031489 | 7.9166e-08 | 0 | 0 | 0 | 0 | 7.9166e-08 | 1.3194e-09 | 0.00088938 | 0.00088898 | 0.00088898 | #NAME? | 132 | 0 | 0.00063037 | 0.00063017 | 0.00063017 | 132 | #NAME?
133 | 2.2167 | 0 | 0.0031489 | 7.1359e-08 | 0 | 0 | 0 | 0 | 7.1359e-08 | 1.1893e-09 | 0.00088938 | 0.00088898 | 0.00088898 | #NAME? | 133 | 0 | 0.00063037 | 0.00063017 | 0.00063017 | 133 | #NAME?
134 | 2.2333 | 0 | 0.0031489 | 6.4321e-08 | 0 | 0 | 0 | 0 | 6.4321e-08 | 1.072e-09 | 0.00088938 | 0.00088898 | 0.00088898 | #NAME? | 134 | 0 | 0.00063037 | 0.00063017 | 0.00063017 | 134 | #NAME?
135 | 2.25 | 0 | 0.0031489 | 5.7977e-08 | 0 | 0 | 0 | 0 | 5.7977e-08 | 9.6629e-10 | 0.00088938 | 0.00088898 | 0.00088898 | #NAME? | 135 | 0 | 0.00063037 | 0.00063017 | 0.00063017 | 135 | #NAME?
136 | 2.2667 | 0 | 0.0031489 | 5.2259e-08 | 0 | 0 | 0 | 0 | 5.2259e-08 | 8.7099e-10 | 0.00088938 | 0.00088898 | 0.00088898 | #NAME? | 136 | 0 | 0.00063037 | 0.00063017 | 0.00063017 | 136 | #NAME?
137 | 2.2833 | 0 | 0.0031489 | 4.7105e-08 | 0 | 0 | 0 | 0 | 4.7105e-08 | 7.8509e-10 | 0.00088938 | 0.00088898 | 0.00088898 | #NAME? | 137 | 0 | 0.00063037 | 0.00063017 | 0.00063017 | 137 | #NAME?
138 | 2.3 | 0 | 0.0031489 | 4.246e-08 | 0 | 0 | 0 | 0 | 4.246e-08 | 7.0766e-10 | 0.00088938 | 0.00088898 | 0.00088898 | #NAME? | 138 | 0 | 0.00063037 | 0.00063017 | 0.00063017 | 138 | #NAME?
139 | 2.3167 | 0 | 0.0031489 | 3.8272e-08 | 0 | 0 | 0 | 0 | 3.8272e-08 | 6.3787e-10 | 0.00088938 | 0.00088898 | 0.00088898 | #NAME? | 139 | 0 | 0.00063037 | 0.00063017 | 0.00063017 | 139 | #NAME?
140 | 2.3333 | 0 | 0.0031489 | 3.4497e-08 | 0 | 0 | 0 | 0 | 3.4497e-08 | 5.7496e-10 | 0.00088938 | 0.00088898 | 0.00088898 | #NAME? | 140 | 0 | 0.00063037 | 0.00063017 | 0.00063017 | 140 | #NAME?
141 | 2.35 | 0 | 0.0031489 | 3.1095e-08 | 0 | 0 | 0 | 0 | 3.1095e-08 | 5.1825e-10 | 0.00088938 | 0.00088898 | 0.00088898 | #NAME? | 141 | 0 | 0.00063037 | 0.00063017 | 0.00063017 | 141 | #NAME?
142 | 2.3667 | 0 | 0.0031489 | 2.8028e-08 | 0 | 0 | 0 | 0 | 2.8028e-08 | 4.6714e-10 | 0.00088938 | 0.00088898 | 0.00088898 | #NAME? | 142 | 0 | 0.00063037 | 0.00063017 | 0.00063017 | 142 | #NAME?
143 | 2.3833 | 0 | 0.0031489 | 2.5264e-08 | 0 | 0 | 0 | 0 | 2.5264e-08 | 4.2107e-10 | 0.00088938 | 0.00088898 | 0.00088898 | #NAME? | 143 | 0 | 0.00063037 | 0.00063017 | 0.00063017 | 143 | #NAME?
144 | 2.4 | 0 | 0.0031489 | 2.2772e-08 | 0 | 0 | 0 | 0 | 2.2772e-08 | 3.7954e-10 | 0.00088938 | 0.00088899 | 0.00088899 | #NAME? | 144 | 0 | 0.00063037 | 0.00063017 | 0.00063017 | 144 | #NAME?
145 | 2.4167 | 0 | 0.0031489 | 2.0527e-08 | 0 | 0 | 0 | 0 | 2.0527e-08 | 3.4211e-10 | 0.00088938 | 0.00088899 | 0.00088899 | #NAME? | 145 | 0 | 0.00063037 | 0.00063017 | 0.00063017 | 145 | #NAME?
146 | 2.4333 | 0 | 0.0031489 | 1.8502e-08 | 0 | 0 | 0 | 0 | 1.8502e-08 | 3.0837e-10 | 0.00088938 | 0.00088899 | 0.00088899 | #NAME? | 146 | 0 | 0.00063037 | 0.00063017 | 0.00063017 | 146 | #NAME?
147 | 2.45 | 0 | 0.0031489 | 1.6677e-08 | 0 | 0 | 0 | 0 | 1.6677e-08 | 2.7796e-10 | 0.00088938 | 0.00088899 | 0.00088899 | #NAME? | 147 | 0 | 0.00063037 | 0.00063017 | 0.00063017 | 147 | #NAME?
148 | 2.4667 | 0 | 0.0031489 | 1.5033e-08 | 0 | 0 | 0 | 0 | 1.5033e-08 | 2.5054e-10 | 0.00088938 | 0.00088899 | 0.00088899 | #NAME? | 148 | 0 | 0.00063037 | 0.00063017 | 0.00063017 | 148 | #NAME?
149 | 2.4833 | 0 | 0.0031489 | 1.355e-08 | 0 | 0 | 0 | 0 | 1.355e-08 | 2.2583e-10 | 0.00088938 | 0.00088899 | 0.00088899 | #NAME? | 149 | 0 | 0.00063037 | 0.00063017 | 0.00063017 | 149 | #NAME?
150 | 2.5 | 0 | 0.0031489 | 1.2214e-08 | 0 | 0 | 0 | 0 | 1.2214e-08 | 2.0356e-10 | 0.00088938 | 0.00088899 | 0.00088899 | #NAME? | 150 | 0 | 0.00063037 | 0.00063017 | 0.00063017 | 150 | #NAME?
151 | 2.5167 | 0 | 0.0031489 | 1.1009e-08 | 0 | 0 | 0 | 0 | 1.1009e-08 | 1.8348e-10 | 0.00088938 | 0.00088899 | 0.00088899 | #NAME? | 151 | 0 | 0.00063037 | 0.00063017 | 0.00063017 | 151 | #NAME?
152 | 2.5333 | 0 | 0.0031489 | 9.9233e-09 | 0 | 0 | 0 | 0 | 9.9233e-09 | 1.6539e-10 | 0.00088938 | 0.00088899 | 0.00088899 | #NAME? | 152 | 0 | 0.00063037 | 0.00063017 | 0.00063017 | 152 | #NAME?
153 | 2.55 | 0 | 0.0031489 | 8.9446e-09 | 0 | 0 | 0 | 0 | 8.9446e-09 | 1.4908e-10 | 0.00088938 | 0.00088899 | 0.00088899 | #NAME? | 153 | 0 | 0.00063037 | 0.00063017 | 0.00063017 | 153 | #NAME?
154 | 2.5667 | 0 | 0.0031489 | 8.0625e-09 | 0 | 0 | 0 | 0 | 8.0625e-09 | 1.3437e-10 | 0.00088938 | 0.00088899 | 0.00088899 | #NAME? | 154 | 0 | 0.00063037 | 0.00063017 | 0.00063017 | 154 | #NAME?
155 | 2.5833 | 0 | 0.0031489 | 7.2673e-09 | 0 | 0 | 0 | 0 | 7.2673e-09 | 1.2112e-10 | 0.00088938 | 0.00088899 | 0.00088899 | #NAME? | 155 | 0 | 0.00063037 | 0.00063017 | 0.00063017 | 155 | #NAME?
156 | 2.6 | 0 | 0.0031489 | 6.5506e-09 | 0 | 0 | 0 | 0 | 6.5506e-09 | 1.0918e-10 | 0.00088938 | 0.00088899 | 0.00088899 | #NAME? | 156 | 0 | 0.00063037 | 0.00063017 | 0.00063017 | 156 | #NAME?
157 | 2.6167 | 0 | 0.0031489 | 5.9045e-09 | 0 | 0 | 0 | 0 | 5.9045e-09 | 9.8409e-11 | 0.00088938 | 0.00088899 | 0.00088899 | #NAME? | 157 | 0 | 0.00063037 | 0.00063017 | 0.00063017 | 157 | #NAME?
158 | 2.6333 | 0 | 0.0031489 | 5.3222e-09 | 0 | 0 | 0 | 0 | 5.3222e-09 | 8.8703e-11 | 0.00088938 | 0.00088899 | 0.00088899 | #NAME? | 158 | 0 | 0.00063037 | 0.00063017 | 0.00063017 | 158 | #NAME?
159 | 2.65 | 0 | 0.0031489 | 4.7973e-09 | 0 | 0 | 0 | 0 | 4.7973e-09 | 7.9955e-11 | 0.00088938 | 0.00088899 | 0.00088899 | #NAME? | 159 | 0 | 0.00063037 | 0.00063017 | 0.00063017 | 159 | #NAME?
160 | 2.6667 | 0 | 0.0031489 | 4.3242e-09 | 0 | 0 | 0 | 0 | 4.3242e-09 | 7.2069e-11 | 0.00088938 | 0.00088899 | 0.00088899 | #NAME? | 160 | 0 | 0.00063037 | 0.00063017 | 0.00063017 | 160 | #NAME?
161 | 2.6833 | 0 | 0.0031489 | 3.8977e-09 | 0 | 0 | 0 | 0 | 3.8977e-09 | 6.4962e-11 | 0.00088938 | 0.00088899 | 0.00088899 | #NAME? | 161 | 0 | 0.00063037 | 0.00063017 | 0.00063017 | 161 | #NAME?
162 | 2.7 | 0 | 0.0031489 | 3.5133e-09 | 0 | 0 | 0 | 0 | 3.5133e-09 | 5.8555e-11 | 0.00088938 | 0.00088899 | 0.00088899 | #NAME? | 162 | 0 | 0.00063037 | 0.00063017 | 0.00063017 | 162 | #NAME?
163 | 2.7167 | 0 | 0.0031489 | 3.1668e-09 | 0 | 0 | 0 | 0 | 3.1668e-09 | 5.278e-11 | 0.00088938 | 0.00088899 | 0.00088899 | #NAME? | 163 | 0 | 0.00063037 | 0.00063017 | 0.00063017 | 163 | #NAME?
164 | 2.7333 | 0 | 0.0031489 | 2.8545e-09 | 0 | 0 | 0 | 0 | 2.8545e-09 | 4.7574e-11 | 0.00088938 | 0.00088899 | 0.00088899 | #NAME? | 164 | 0 | 0.00063037 | 0.00063017 | 0.00063017 | 164 | #NAME?
165 | 2.75 | 0 | 0.0031489 | 2.5729e-09 | 0 | 0 | 0 | 0 | 2.5729e-09 | 4.2882e-11 | 0.00088938 | 0.00088899 | 0.00088899 | #NAME? | 165 | 0 | 0.00063037 | 0.00063017 | 0.00063017 | 165 | #NAME?
166 | 2.7667 | 0 | 0.0031489 | 2.3192e-09 | 0 | 0 | 0 | 0 | 2.3192e-09 | 3.8653e-11 | 0.00088938 | 0.00088899 | 0.00088899 | #NAME? | 166 | 0 | 0.00063037 | 0.00063017 | 0.00063017 | 166 | #NAME?
167 | 2.7833 | 0 | 0.0031489 | 2.0905e-09 | 0 | 0 | 0 | 0 | 2.0905e-09 | 3.4841e-11 | 0.00088938 | 0.00088899 | 0.00088899 | #NAME? | 167 | 0 | 0.00063037 | 0.00063017 | 0.00063017 | 167 | #NAME?
168 | 2.8 | 0 | 0.0031489 | 1.8843e-09 | 0 | 0 | 0 | 0 | 1.8843e-09 | 3.1405e-11 | 0.00088938 | 0.00088899 | 0.00088899 | #NAME? | 168 | 0 | 0.00063037 | 0.00063017 | 0.00063017 | 168 | #NAME?
169 | 2.8167 | 0 | 0.0031489 | 1.6985e-09 | 0 | 0 | 0 | 0 | 1.6985e-09 | 2.8308e-11 | 0.00088938 | 0.00088899 | 0.00088899 | #NAME? | 169 | 0 | 0.00063037 | 0.00063017 | 0.00063017 | 169 | #NAME?
170 | 2.8333 | 0 | 0.0031489 | 1.5309e-09 | 0 | 0 | 0 | 0 | 1.5309e-09 | 2.5516e-11 | 0.00088938 | 0.00088899 | 0.00088899 | #NAME? | 170 | 0 | 0.00063037 | 0.00063017 | 0.00063017 | 170 | #NAME?
171 | 2.85 | 0 | 0.0031489 | 1.38e-09 | 0 | 0 | 0 | 0 | 1.38e-09 | 2.2999e-11 | 0.00088938 | 0.00088899 | 0.00088899 | #NAME? | 171 | 0 | 0.00063037 | 0.00063017 | 0.00063017 | 171 | #NAME?
172 | 2.8667 | 0 | 0.0031489 | 1.2439e-09 | 0 | 0 | 0 | 0 | 1.2439e-09 | 2.0731e-11 | 0.00088938 | 0.00088899 | 0.00088899 | #NAME? | 172 | 0 | 0.00063037 | 0.00063017 | 0.00063017 | 172 | #NAME?
173 | 2.8833 | 0 | 0.0031489 | 1.1212e-09 | 0 | 0 | 0 | 0 | 1.1212e-09 | 1.8686e-11 | 0.00088938 | 0.00088899 | 0.00088899 | #NAME? | 173 | 0 | 0.00063037 | 0.00063017 | 0.00063017 | 173 | #NAME?
174 | 2.9 | 0 | 0.0031489 | 1.0106e-09 | 0 | 0 | 0 | 0 | 1.0106e-09 | 1.6843e-11 | 0.00088938 | 0.00088899 | 0.00088899 | #NAME? | 174 | 0 | 0.00063037 | 0.00063017 | 0.00063017 | 174 | #NAME?
175 | 2.9167 | 0 | 0.0031489 | 9.1094e-10 | 0 | 0 | 0 | 0 | 9.1094e-10 | 1.5182e-11 | 0.00088938 | 0.00088899 | 0.00088899 | #NAME? | 175 | 0 | 0.00063037 | 0.00063017 | 0.00063017 | 175 | #NAME?
176 | 2.9333 | 0 | 0.0031489 | 8.211e-10 | 0 | 0 | 0 | 0 | 8.211e-10 | 1.3685e-11 | 0.00088938 | 0.00088899 | 0.00088899 | #NAME? | 176 | 0 | 0.00063037 | 0.00063017 | 0.00063017 | 176 | #NAME?
177 | 2.95 | 0 | 0.0031489 | 7.4012e-10 | 0 | 0 | 0 | 0 | 7.4012e-10 | 1.2335e-11 | 0.00088938 | 0.00088899 | 0.00088899 | #NAME? | 177 | 0 | 0.00063037 | 0.00063017 | 0.00063017 | 177 | #NAME?
178 | 2.9667 | 0 | 0.0031489 | 6.6712e-10 | 0 | 0 | 0 | 0 | 6.6712e-10 | 1.1119e-11 | 0.00088938 | 0.00088899 | 0.00088899 | #NAME? | 178 | 0 | 0.00063037 | 0.00063017 | 0.00063017 | 178 | #NAME?
179 | 2.9833 | 0 | 0.0031489 | 6.0133e-10 | 0 | 0 | 0 | 0 | 6.0133e-10 | 1.0022e-11 | 0.00088938 | 0.00088899 | 0.00088899 | #NAME? | 179 | 0 | 0.00063037 | 0.00063017 | 0.00063017 | 179 | #NAME?
180 | 3 | 0 | 0.0031489 | 5.4202e-10 | 0 | 0 | 0 | 0 | 5.4202e-10 | 9.0337e-12 | 0.00088938 | 0.00088899 | 0.00088899 | #NAME? | 180 | 0 | 0.00063037 | 0.00063017 | 0.00063017 | 180 | #NAME?
181 | 3.0167 | 0 | 0.0031489 | 4.8857e-10 | 0 | 0 | 0 | 0 | 4.8857e-10 | 8.1428e-12 | 0.00088938 | 0.00088899 | 0.00088899 | #NAME? | 181 | 0 | 0.00063037 | 0.00063017 | 0.00063017 | 181 | #NAME?
182 | 3.0333 | 0 | 0.0031489 | 4.4038e-10 | 0 | 0 | 0 | 0 | 4.4038e-10 | 7.3397e-12 | 0.00088938 | 0.00088899 | 0.00088899 | #NAME? | 182 | 0 | 0.00063037 | 0.00063017 | 0.00063017 | 182 | #NAME?
183 | 3.05 | 0 | 0.0031489 | 3.9695e-10 | 0 | 0 | 0 | 0 | 3.9695e-10 | 6.6158e-12 | 0.00088938 | 0.00088899 | 0.00088899 | #NAME? | 183 | 0 | 0.00063037 | 0.00063017 | 0.00063017 | 183 | #NAME?
184 | 3.0667 | 0 | 0.0031489 | 3.578e-10 | 0 | 0 | 0 | 0 | 3.578e-10 | 5.9633e-12 | 0.00088938 | 0.00088899 | 0.00088899 | #NAME? | 184 | 0 | 0.00063037 | 0.00063017 | 0.00063017 | 184 | #NAME?
185 | 3.0833 | 0 | 0.0031489 | 3.2251e-10 | 0 | 0 | 0 | 0 | 3.2251e-10 | 5.3752e-12 | 0.00088938 | 0.00088899 | 0.00088899 | #NAME? | 185 | 0 | 0.00063037 | 0.00063017 | 0.00063017 | 185 | #NAME?
186 | 3.1 | 0 | 0.0031489 | 2.907e-10 | 0 | 0 | 0 | 0 | 2.907e-10 | 4.8451e-12 | 0.00088938 | 0.00088899 | 0.00088899 | #NAME? | 186 | 0 | 0.00063037 | 0.00063017 | 0.00063017 | 186 | #NAME?
187 | 3.1167 | 0 | 0.0031489 | 2.6203e-10 | 0 | 0 | 0 | 0 | 2.6203e-10 | 4.3672e-12 | 0.00088938 | 0.00088899 | 0.00088899 | #NAME? | 187 | 0 | 0.00063037 | 0.00063017 | 0.00063017 | 187 | #NAME?
188 | 3.1333 | 0 | 0.0031489 | 2.3619e-10 | 0 | 0 | 0 | 0 | 2.3619e-10 | 3.9365e-12 | 0.00088938 | 0.00088899 | 0.00088899 | #NAME? | 188 | 0 | 0.00063037 | 0.00063017 | 0.00063017 | 188 | #NAME?
189 | 3.15 | 0 | 0.0031489 | 2.129e-10 | 0 | 0 | 0 | 0 | 2.129e-10 | 3.5483e-12 | 0.00088938 | 0.00088899 | 0.00088899 | #NAME? | 189 | 0 | 0.00063037 | 0.00063017 | 0.00063017 | 189 | #NAME?
190 | 3.1667 | 0 | 0.0031489 | 1.919e-10 | 0 | 0 | 0 | 0 | 1.919e-10 | 3.1983e-12 | 0.00088938 | 0.00088899 | 0.00088899 | #NAME? | 190 | 0 | 0.00063037 | 0.00063017 | 0.00063017 | 190 | #NAME?
191 | 3.1833 | 0 | 0.0031489 | 1.7297e-10 | 0 | 0 | 0 | 0 | 1.7297e-10 | 2.8829e-12 | 0.00088938 | 0.00088899 | 0.00088899 | #NAME? | 191 | 0 | 0.00063037 | 0.00063017 | 0.00063017 | 191 | #NAME?
192 | 3.2 | 0 | 0.0031489 | 1.5591e-10 | 0 | 0 | 0 | 0 | 1.5591e-10 | 2.5986e-12 | 0.00088938 | 0.00088899 | 0.00088899 | #NAME? | 192 | 0 | 0.00063037 | 0.00063017 | 0.00063017 | 192 | #NAME?
193 | 3.2167 | 0 | 0.0031489 | 1.4054e-10 | 0 | 0 | 0 | 0 | 1.4054e-10 | 2.3423e-12 | 0.00088938 | 0.00088899 | 0.00088899 | #NAME? | 193 | 0 | 0.00063037 | 0.00063017 | 0.00063017 | 193 | #NAME?
194 | 3.2333 | 0 | 0.0031489 | 1.2668e-10 | 0 | 0 | 0 | 0 | 1.2668e-10 | 2.1113e-12 | 0.00088938 | 0.00088899 | 0.00088899 | #NAME? | 194 | 0 | 0.00063037 | 0.00063017 | 0.00063017 | 194 | #NAME?
195 | 3.25 | 0 | 0.0031489 | 1.1418e-10 | 0 | 0 | 0 | 0 | 1.1418e-10 | 1.9031e-12 | 0.00088938 | 0.00088899 | 0.00088899 | #NAME? | 195 | 0 | 0.00063037 | 0.00063017 | 0.00063017 | 195 | #NAME?
196 | 3.2667 | 0 | 0.0031489 | 1.0292e-10 | 0 | 0 | 0 | 0 | 1.0292e-10 | 1.7154e-12 | 0.00088938 | 0.00088899 | 0.00088899 | #NAME? | 196 | 0 | 0.00063037 | 0.00063017 | 0.00063017 | 196 | #NAME?
197 | 3.2833 | 0 | 0.0031489 | 9.2772e-11 | 0 | 0 | 0 | 0 | 9.2772e-11 | 1.5462e-12 | 0.00088938 | 0.00088899 | 0.00088899 | #NAME? | 197 | 0 | 0.00063037 | 0.00063017 | 0.00063017 | 197 | #NAME?
198 | 3.3 | 0 | 0.0031489 | 8.3622e-11 | 0 | 0 | 0 | 0 | 8.3622e-11 | 1.3937e-12 | 0.00088938 | 0.00088899 | 0.00088899 | #NAME? | 198 | 0 | 0.00063037 | 0.00063017 | 0.00063017 | 198 | #NAME?
199 | 3.3167 | 0 | 0.0031489 | 7.5375e-11 | 0 | 0 | 0 | 0 | 7.5375e-11 | 1.2562e-12 | 0.00088938 | 0.00088899 | 0.00088899 | #NAME? | 199 | 0 | 0.00063037 | 0.00063017 | 0.00063017 | 199 | #NAME?
200 | 3.3333 | 0 | 0.0031489 | 6.7941e-11 | 0 | 0 | 0 | 0 | 6.7941e-11 | 1.1324e-12 | 0.00088938 | 0.00088899 | 0.00088899 | #NAME? | 200 | 0 | 0.00063037 | 0.00063017 | 0.00063017 | 200 | #NAME?
201 | 3.35 | 0 | 0.0031489 | 6.124e-11 | 0 | 0 | 0 | 0 | 6.124e-11 | 1.0207e-12 | 0.00088938 | 0.00088899 | 0.00088899 | #NAME? | 201 | 0 | 0.00063037 | 0.00063017 | 0.00063017 | 201 | #NAME?
202 | 3.3667 | 0 | 0.0031489 | 5.5201e-11 | 0 | 0 | 0 | 0 | 5.5201e-11 | 9.2001e-13 | 0.00088938 | 0.00088899 | 0.00088899 | #NAME? | 202 | 0 | 0.00063037 | 0.00063017 | 0.00063017 | 202 | #NAME?
203 | 3.3833 | 0 | 0.0031489 | 4.9756e-11 | 0 | 0 | 0 | 0 | 4.9756e-11 | 8.2927e-13 | 0.00088938 | 0.00088899 | 0.00088899 | #NAME? | 203 | 0 | 0.00063037 | 0.00063017 | 0.00063017 | 203 | #NAME?
204 | 3.4 | 0 | 0.0031489 | 4.4849e-11 | 0 | 0 | 0 | 0 | 4.4849e-11 | 7.4749e-13 | 0.00088938 | 0.00088899 | 0.00088899 | #NAME? | 204 | 0 | 0.00063037 | 0.00063017 | 0.00063017 | 204 | #NAME?
205 | 3.4167 | 0 | 0.0031489 | 4.0426e-11 | 0 | 0 | 0 | 0 | 4.0426e-11 | 6.7377e-13 | 0.00088938 | 0.00088899 | 0.00088899 | #NAME? | 205 | 0 | 0.00063037 | 0.00063017 | 0.00063017 | 205 | #NAME?
206 | 3.4333 | 0 | 0.0031489 | 3.6439e-11 | 0 | 0 | 0 | 0 | 3.6439e-11 | 6.0732e-13 | 0.00088938 | 0.00088899 | 0.00088899 | #NAME? | 206 | 0 | 0.00063037 | 0.00063017 | 0.00063017 | 206 | #NAME?
207 | 3.45 | 0 | 0.0031489 | 3.2845e-11 | 0 | 0 | 0 | 0 | 3.2845e-11 | 5.4742e-13 | 0.00088938 | 0.00088899 | 0.00088899 | #NAME? | 207 | 0 | 0.00063037 | 0.00063017 | 0.00063017 | 207 | #NAME?
208 | 3.4667 | 0 | 0.0031489 | 2.9606e-11 | 0 | 0 | 0 | 0 | 2.9606e-11 | 4.9343e-13 | 0.00088938 | 0.00088899 | 0.00088899 | #NAME? | 208 | 0 | 0.00063037 | 0.00063017 | 0.00063017 | 208 | #NAME?
209 | 3.4833 | 0 | 0.0031489 | 2.6686e-11 | 0 | 0 | 0 | 0 | 2.6686e-11 | 4.4477e-13 | 0.00088938 | 0.00088899 | 0.00088899 | #NAME? | 209 | 0 | 0.00063037 | 0.00063017 | 0.00063017 | 209 | #NAME?
210 | 3.5 | 0 | 0.0031489 | 2.4054e-11 | 0 | 0 | 0 | 0 | 2.4054e-11 | 4.009e-13 | 0.00088938 | 0.00088899 | 0.00088899 | #NAME? | 210 | 0 | 0.00063037 | 0.00063017 | 0.00063017 | 210 | #NAME?
211 | 3.5167 | 0 | 0.0031489 | 2.1682e-11 | 0 | 0 | 0 | 0 | 2.1682e-11 | 3.6136e-13 | 0.00088938 | 0.00088899 | 0.00088899 | #NAME? | 211 | 0 | 0.00063037 | 0.00063017 | 0.00063017 | 211 | #NAME?
212 | 3.5333 | 0 | 0.0031489 | 1.9543e-11 | 0 | 0 | 0 | 0 | 1.9543e-11 | 3.2572e-13 | 0.00088938 | 0.00088899 | 0.00088899 | #NAME? | 212 | 0 | 0.00063037 | 0.00063017 | 0.00063017 | 212 | #NAME?
213 | 3.55 | 0 | 0.0031489 | 1.7616e-11 | 0 | 0 | 0 | 0 | 1.7616e-11 | 2.936e-13 | 0.00088938 | 0.00088899 | 0.00088899 | #NAME? | 213 | 0 | 0.00063037 | 0.00063017 | 0.00063017 | 213 | #NAME?
214 | 3.5667 | 0 | 0.0031489 | 1.5879e-11 | 0 | 0 | 0 | 0 | 1.5879e-11 | 2.6464e-13 | 0.00088938 | 0.00088899 | 0.00088899 | #NAME? | 214 | 0 | 0.00063037 | 0.00063017 | 0.00063017 | 214 | #NAME?
215 | 3.5833 | 0 | 0.0031489 | 1.4313e-11 | 0 | 0 | 0 | 0 | 1.4313e-11 | 2.3854e-13 | 0.00088938 | 0.00088899 | 0.00088899 | #NAME? | 215 | 0 | 0.00063037 | 0.00063017 | 0.00063017 | 215 | #NAME?
216 | 3.6 | 0 | 0.0031489 | 1.2901e-11 | 0 | 0 | 0 | 0 | 1.2901e-11 | 2.1502e-13 | 0.00088938 | 0.00088899 | 0.00088899 | #NAME? | 216 | 0 | 0.00063037 | 0.00063017 | 0.00063017 | 216 | #NAME?
217 | 3.6167 | 0 | 0.0031489 | 1.1629e-11 | 0 | 0 | 0 | 0 | 1.1629e-11 | 1.9381e-13 | 0.00088938 | 0.00088899 | 0.00088899 | #NAME? | 217 | 0 | 0.00063037 | 0.00063017 | 0.00063017 | 217 | #NAME?
218 | 3.6333 | 0 | 0.0031489 | 1.0482e-11 | 0 | 0 | 0 | 0 | 1.0482e-11 | 1.747e-13 | 0.00088938 | 0.00088899 | 0.00088899 | #NAME? | 218 | 0 | 0.00063037 | 0.00063017 | 0.00063017 | 218 | #NAME?
219 | 3.65 | 0 | 0.0031489 | 9.448e-12 | 0 | 0 | 0 | 0 | 9.448e-12 | 1.5747e-13 | 0.00088938 | 0.00088899 | 0.00088899 | #NAME? | 219 | 0 | 0.00063037 | 0.00063017 | 0.00063017 | 219 | #NAME?
220 | 3.6667 | 0 | 0.0031489 | 8.5162e-12 | 0 | 0 | 0 | 0 | 8.5162e-12 | 1.4194e-13 | 0.00088938 | 0.00088899 | 0.00088899 | #NAME? | 220 | 0 | 0.00063037 | 0.00063017 | 0.00063017 | 220 | #NAME?
221 | 3.6833 | 0 | 0.0031489 | 7.6763e-12 | 0 | 0 | 0 | 0 | 7.6763e-12 | 1.2794e-13 | 0.00088938 | 0.00088899 | 0.00088899 | #NAME? | 221 | 0 | 0.00063037 | 0.00063017 | 0.00063017 | 221 | #NAME?
222 | 3.7 | 0 | 0.0031489 | 6.9192e-12 | 0 | 0 | 0 | 0 | 6.9192e-12 | 1.1532e-13 | 0.00088938 | 0.00088899 | 0.00088899 | #NAME? | 222 | 0 | 0.00063037 | 0.00063017 | 0.00063017 | 222 | #NAME?
223 | 3.7167 | 0 | 0.0031489 | 6.2368e-12 | 0 | 0 | 0 | 0 | 6.2368e-12 | 1.0395e-13 | 0.00088938 | 0.00088899 | 0.00088899 | #NAME? | 223 | 0 | 0.00063037 | 0.00063017 | 0.00063017 | 223 | #NAME?
224 | 3.7333 | 0 | 0.0031489 | 5.6217e-12 | 0 | 0 | 0 | 0 | 5.6217e-12 | 9.3696e-14 | 0.00088938 | 0.00088899 | 0.00088899 | #NAME? | 224 | 0 | 0.00063037 | 0.00063017 | 0.00063017 | 224 | #NAME?
225 | 3.75 | 0 | 0.0031489 | 5.0673e-12 | 0 | 0 | 0 | 0 | 5.0673e-12 | 8.4455e-14 | 0.00088938 | 0.00088899 | 0.00088899 | #NAME? | 225 | 0 | 0.00063037 | 0.00063017 | 0.00063017 | 225 | #NAME?
226 | 3.7667 | 0 | 0.0031489 | 4.5675e-12 | 0 | 0 | 0 | 0 | 4.5675e-12 | 7.6126e-14 | 0.00088938 | 0.00088899 | 0.00088899 | #NAME? | 226 | 0 | 0.00063037 | 0.00063017 | 0.00063017 | 226 | #NAME?
227 | 3.7833 | 0 | 0.0031489 | 4.1171e-12 | 0 | 0 | 0 | 0 | 4.1171e-12 | 6.8618e-14 | 0.00088938 | 0.00088899 | 0.00088899 | #NAME? | 227 | 0 | 0.00063037 | 0.00063017 | 0.00063017 | 227 | #NAME?
228 | 3.8 | 0 | 0.0031489 | 3.711e-12 | 0 | 0 | 0 | 0 | 3.711e-12 | 6.185e-14 | 0.00088938 | 0.00088899 | 0.00088899 | #NAME? | 228 | 0 | 0.00063037 | 0.00063017 | 0.00063017 | 228 | #NAME?
229 | 3.8167 | 0 | 0.0031489 | 3.345e-12 | 0 | 0 | 0 | 0 | 3.345e-12 | 5.575e-14 | 0.00088938 | 0.00088899 | 0.00088899 | #NAME? | 229 | 0 | 0.00063037 | 0.00063017 | 0.00063017 | 229 | #NAME?
230 | 3.8333 | 0 | 0.0031489 | 3.0151e-12 | 0 | 0 | 0 | 0 | 3.0151e-12 | 5.0252e-14 | 0.00088938 | 0.00088899 | 0.00088899 | #NAME? | 230 | 0 | 0.00063037 | 0.00063017 | 0.00063017 | 230 | #NAME?
231 | 3.85 | 0 | 0.0031489 | 2.7178e-12 | 0 | 0 | 0 | 0 | 2.7178e-12 | 4.5296e-14 | 0.00088938 | 0.00088899 | 0.00088899 | #NAME? | 231 | 0 | 0.00063037 | 0.00063017 | 0.00063017 | 231 | #NAME?
232 | 3.8667 | 0 | 0.0031489 | 2.4497e-12 | 0 | 0 | 0 | 0 | 2.4497e-12 | 4.0829e-14 | 0.00088938 | 0.00088899 | 0.00088899 | #NAME? | 232 | 0 | 0.00063037 | 0.00063017 | 0.00063017 | 232 | #NAME?
233 | 3.8833 | 0 | 0.0031489 | 2.2081e-12 | 0 | 0 | 0 | 0 | 2.2081e-12 | 3.6802e-14 | 0.00088938 | 0.00088899 | 0.00088899 | #NAME? | 233 | 0 | 0.00063037 | 0.00063017 | 0.00063017 | 233 | #NAME?
234 | 3.9 | 0 | 0.0031489 | 1.9903e-12 | 0 | 0 | 0 | 0 | 1.9903e-12 | 3.3172e-14 | 0.00088938 | 0.00088899 | 0.00088899 | #NAME? | 234 | 0 | 0.00063037 | 0.00063017 | 0.00063017 | 234 | #NAME?
235 | 3.9167 | 0 | 0.0031489 | 1.794e-12 | 0 | 0 | 0 | 0 | 1.794e-12 | 2.9901e-14 | 0.00088938 | 0.00088899 | 0.00088899 | #NAME? | 235 | 0 | 0.00063037 | 0.00063017 | 0.00063017 | 235 | #NAME?
236 | 3.9333 | 0 | 0.0031489 | 1.6171e-12 | 0 | 0 | 0 | 0 | 1.6171e-12 | 2.6952e-14 | 0.00088938 | 0.00088899 | 0.00088899 | #NAME? | 236 | 0 | 0.00063037 | 0.00063017 | 0.00063017 | 236 | #NAME?
237 | 3.95 | 0 | 0.0031489 | 1.4576e-12 | 0 | 0 | 0 | 0 | 1.4576e-12 | 2.4294e-14 | 0.00088938 | 0.00088899 | 0.00088899 | #NAME? | 237 | 0 | 0.00063037 | 0.00063017 | 0.00063017 | 237 | #NAME?
238 | 3.9667 | 0 | 0.0031489 | 1.3139e-12 | 0 | 0 | 0 | 0 | 1.3139e-12 | 2.1898e-14 | 0.00088938 | 0.00088899 | 0.00088899 | #NAME? | 238 | 0 | 0.00063037 | 0.00063017 | 0.00063017 | 238 | #NAME?
239 | 3.9833 | 0 | 0.0031489 | 1.1843e-12 | 0 | 0 | 0 | 0 | 1.1843e-12 | 1.9738e-14 | 0.00088938 | 0.00088899 | 0.00088899 | #NAME? | 239 | 0 | 0.00063037 | 0.00063017 | 0.00063017 | 239 | #NAME?
240 | 4 | 0 | 0.0031489 | 1.0675e-12 | 17.4081 | 0 | 0 | 0 | 1.0675e-12 | 1.7791e-14 | 0.00088938 | 0.00088899 | 0.00088899 | #NAME? | 240 | 0 | 0.00063037 | 0.00063017 | 0.00063017 | 240 | #NAME?
241 | 4.0167 | 0 | 0.0031489 | 9.6221e-13 | 17.4081 | 0.00032498 | 0.00032498 | 0 | 0.00032498 | 5.4163e-06 | 0.00089231 | 0.00089191 | 0.00089191 | #NAME? | 241 | 0 | 0.00063037 | 0.00063017 | 0.00063017 | 241 | #NAME?
242 | 4.0333 | 0 | 0.0031489 | 8.6731e-13 | 17.4081 | 0.0006179 | 0.0006179 | 0 | 0.0006179 | 1.0298e-05 | 0.00089787 | 0.00089747 | 0.00089747 | #NAME? | 242 | 0 | 0.00063037 | 0.00063017 | 0.00063017 | 242 | #NAME?
243 | 4.05 | 0 | 0.0031489 | 7.8177e-13 | 17.4081 | 0.00088194 | 0.00088194 | 0 | 0.00088194 | 1.4699e-05 | 0.00090581 | 0.0009054 | 0.0009054 | #NAME? | 243 | 0 | 0.00063037 | 0.00063017 | 0.00063017 | 243 | #NAME?
244 | 4.0667 | 0 | 0.0031489 | 7.0467e-13 | 17.4081 | 0.0011199 | 0.0011199 | 0 | 0.0011199 | 1.8666e-05 | 0.00091589 | 0.00091547 | 0.00091547 | #NAME? | 244 | 0 | 0.00063037 | 0.00063017 | 0.00063017 | 244 | #NAME?
245 | 4.0833 | 0 | 0.0031489 | 6.3517e-13 | 17.4081 | 0.0013345 | 0.0013345 | 0 | 0.0013345 | 2.2241e-05 | 0.0009279 | 0.00092746 | 0.00092746 | #NAME? | 245 | 0 | 0.00063037 | 0.00063017 | 0.00063017 | 245 | #NAME?
246 | 4.1 | 0 | 0.0031489 | 5.7253e-13 | 17.4081 | 0.0015278 | 0.0015278 | 0 | 0.0015278 | 2.5464e-05 | 0.00094165 | 0.0009412 | 0.0009412 | #NAME? | 246 | 0 | 0.00063037 | 0.00063017 | 0.00063017 | 246 | #NAME?
247 | 4.1167 | 0 | 0.0031489 | 5.1606e-13 | 17.4081 | 0.0017021 | 0.0017021 | 0 | 0.0017021 | 2.8369e-05 | 0.00095696 | 0.00095651 | 0.00095651 | #NAME? | 247 | 0 | 0.00063037 | 0.00063017 | 0.00063017 | 247 | #NAME?
248 | 4.1333 | 0 | 0.0031489 | 4.6517e-13 | 17.4081 | 0.0018592 | 0.0018592 | 0 | 0.0018592 | 3.0987e-05 | 0.0009737 | 0.00097322 | 0.00097322 | #NAME? | 248 | 0 | 0.00063037 | 0.00063017 | 0.00063017 | 248 | #NAME?
249 | 4.15 | 0 | 0.0031489 | 4.1929e-13 | 17.4081 | 0.0020008 | 0.0020008 | 0 | 0.0020008 | 3.3347e-05 | 0.00099171 | 0.00099121 | 0.00099121 | #NAME? | 249 | 0 | 0.00063037 | 0.00063017 | 0.00063017 | 249 | #NAME?
250 | 4.1667 | 0 | 0.0031489 | 3.7794e-13 | 17.4081 | 0.0021285 | 0.0021285 | 0 | 0.0021285 | 3.5475e-05 | 0.0010109 | 0.0010104 | 0.0010104 | #NAME? | 250 | 0 | 0.00063037 | 0.00063017 | 0.00063017 | 250 | #NAME?
251 | 4.1833 | 0 | 0.0031489 | 3.4066e-13 | 17.4081 | 0.0022435 | 0.0022435 | 0 | 0.0022435 | 3.7392e-05 | 0.0010311 | 0.0010305 | 0.0010305 | #NAME? | 251 | 0 | 0.00063037 | 0.00063017 | 0.00063017 | 251 | #NAME?
252 | 4.2 | 0 | 0.0031489 | 3.0707e-13 | 17.4081 | 0.0023472 | 0.0023472 | 0 | 0.0023472 | 3.9121e-05 | 0.0010522 | 0.0010516 | 0.0010516 | #NAME? | 252 | 0 | 0.00063037 | 0.00063017 | 0.00063017 | 252 | #NAME?
253 | 4.2167 | 0 | 0.0031489 | 2.7678e-13 | 17.4081 | 0.0024407 | 0.0024407 | 0 | 0.0024407 | 4.0679e-05 | 0.0010741 | 0.0010736 | 0.0010736 | #NAME? | 253 | 0 | 0.00063037 | 0.00063017 | 0.00063017 | 253 | #NAME?
254 | 4.2333 | 0 | 0.0031489 | 2.4948e-13 | 17.4081 | 0.002525 | 0.002525 | 0 | 0.002525 | 4.2083e-05 | 0.0010969 | 0.0010963 | 0.0010963 | #NAME? | 254 | 0 | 0.00063037 | 0.00063017 | 0.00063017 | 254 | #NAME?
255 | 4.25 | 0 | 0.0031489 | 2.2488e-13 | 17.4081 | 0.0026009 | 0.0026009 | 0 | 0.0026009 | 4.3349e-05 | 0.0011203 | 0.0011197 | 0.0011197 | #NAME? | 255 | 0 | 0.00063037 | 0.00063017 | 0.00063017 | 255 | #NAME?
256 | 4.2667 | 0 | 0.0031489 | 2.027e-13 | 17.4081 | 0.0026694 | 0.0026694 | 0 | 0.0026694 | 4.449e-05 | 0.0011443 | 0.0011436 | 0.0011436 | #NAME? | 256 | 0 | 0.00063037 | 0.00063017 | 0.00063017 | 256 | #NAME?
257 | 4.2833 | 0 | 0.0031489 | 1.8271e-13 | 17.4081 | 0.0027311 | 0.0027311 | 0 | 0.0027311 | 4.5518e-05 | 0.0011689 | 0.0011682 | 0.0011682 | #NAME? | 257 | 0 | 0.00063037 | 0.00063017 | 0.00063017 | 257 | #NAME?
258 | 4.3 | 0 | 0.0031489 | 1.6469e-13 | 17.4081 | 0.0027867 | 0.0027867 | 0 | 0.0027867 | 4.6446e-05 | 0.001194 | 0.0011933 | 0.0011933 | #NAME? | 258 | 0 | 0.00063037 | 0.00063017 | 0.00063017 | 258 | #NAME?
259 | 4.3167 | 0 | 0.0031489 | 1.4845e-13 | 17.4081 | 0.0028369 | 0.0028369 | 0 | 0.0028369 | 4.7281e-05 | 0.0012195 | 0.0012188 | 0.0012188 | #NAME? | 259 | 0 | 0.00063037 | 0.00063017 | 0.00063017 | 259 | #NAME?
260 | 4.3333 | 0 | 0.0031489 | 1.3381e-13 | 17.4081 | 0.0028821 | 0.0028821 | 0 | 0.0028821 | 4.8034e-05 | 0.0012454 | 0.0012447 | 0.0012447 | #NAME? | 260 | 0 | 0.00063037 | 0.00063017 | 0.00063017 | 260 | #NAME?
261 | 4.35 | 0 | 0.0031489 | 1.2061e-13 | 17.4081 | 0.0029228 | 0.0029228 | 0 | 0.0029228 | 4.8713e-05 | 0.0012717 | 0.0012709 | 0.0012709 | #NAME? | 261 | 0 | 0.00063037 | 0.00063017 | 0.00063017 | 261 | #NAME?
262 | 4.3667 | 0 | 0.0031489 | 1.0871e-13 | 17.4081 | 0.0029595 | 0.0029595 | 0 | 0.0029595 | 4.9325e-05 | 0.0012984 | 0.0012975 | 0.0012975 | #NAME? | 262 | 0 | 0.00063037 | 0.00063017 | 0.00063017 | 262 | #NAME?
263 | 4.3833 | 0 | 0.0031489 | 9.7993e-14 | 17.4081 | 0.0029926 | 0.0029926 | 0 | 0.0029926 | 4.9877e-05 | 0.0013253 | 0.0013244 | 0.0013244 | #NAME? | 263 | 0 | 0.00063037 | 0.00063017 | 0.00063017 | 263 | #NAME?
264 | 4.4 | 0 | 0.0031489 | 8.8328e-14 | 17.4081 | 0.0030224 | 0.0030224 | 0 | 0.0030224 | 5.0374e-05 | 0.0013525 | 0.0013516 | 0.0013516 | #NAME? | 264 | 0 | 0.00063037 | 0.00063017 | 0.00063017 | 264 | #NAME?
265 | 4.4167 | 0 | 0.0031489 | 7.9617e-14 | 17.4081 | 0.0030493 | 0.0030493 | 0 | 0.0030493 | 5.0822e-05 | 0.00138 | 0.001379 | 0.001379 | #NAME? | 265 | 0 | 0.00063037 | 0.00063017 | 0.00063017 | 265 | #NAME?
266 | 4.4333 | 0 | 0.0031489 | 7.1765e-14 | 17.4081 | 0.0030736 | 0.0030736 | 0 | 0.0030736 | 5.1226e-05 | 0.0014076 | 0.0014066 | 0.0014066 | #NAME? | 266 | 0 | 0.00063037 | 0.00063017 | 0.00063017 | 266 | #NAME?
267 | 4.45 | 0 | 0.0031489 | 6.4687e-14 | 17.4081 | 0.0030954 | 0.0030954 | 0 | 0.0030954 | 5.159e-05 | 0.0014355 | 0.0014344 | 0.0014344 | #NAME? | 267 | 0 | 0.00063037 | 0.00063017 | 0.00063017 | 267 | #NAME?
268 | 4.4667 | 0 | 0.0031489 | 5.8307e-14 | 17.4081 | 0.0031151 | 0.0031151 | 0 | 0.0031151 | 5.1919e-05 | 0.0014635 | 0.0014624 | 0.0014624 | #NAME? | 268 | 0 | 0.00063037 | 0.00063017 | 0.00063017 | 268 | #NAME?
269 | 4.4833 | 0 | 0.0031489 | 5.2557e-14 | 17.4081 | 0.0031329 | 0.0031329 | 0 | 0.0031329 | 5.2214e-05 | 0.0014917 | 0.0014906 | 0.0014906 | #NAME? | 269 | 0 | 0.00063037 | 0.00063017 | 0.00063017 | 269 | #NAME?
270 | 4.5 | 0 | 0.0031489 | 4.7373e-14 | 17.4081 | 0.0031489 | 0.0031489 | 0 | 0.0031489 | 5.2481e-05 | 0.00152 | 0.0015189 | 0.0015189 | #NAME? | 270 | 0 | 0.00063037 | 0.00063017 | 0.00063017 | 270 | #NAME?
271 | 4.5167 | 0 | 0.0031489 | 4.2701e-14 | 0 | 0.0031489 | 0.0028383 | 0 | 0.0028383 | 4.7305e-05 | 0.0015456 | 0.0015444 | 0.0015444 | #NAME? | 271 | 0 | 0.00063037 | 0.00063017 | 0.00063017 | 271 | #NAME?
272 | 4.5333 | 0 | 0.0031489 | 3.849e-14 | 0 | 0.0031489 | 0.0025584 | 0 | 0.0025584 | 4.264e-05 | 0.0015686 | 0.0015674 | 0.0015674 | #NAME? | 272 | 0 | 0.00063037 | 0.00063017 | 0.00063017 | 272 | #NAME?
273 | 4.55 | 0 | 0.0031489 | 3.4694e-14 | 0 | 0.0031489 | 0.0023061 | 0 | 0.0023061 | 3.8434e-05 | 0.0015894 | 0.0015881 | 0.0015881 | #NAME? | 273 | 0 | 0.00063037 | 0.00063017 | 0.00063017 | 273 | #NAME?
274 | 4.5667 | 0 | 0.0031489 | 3.1272e-14 | 0 | 0.0031489 | 0.0020786 | 0 | 0.0020786 | 3.4644e-05 | 0.0016081 | 0.0016068 | 0.0016068 | #NAME? | 274 | 0 | 0.00063037 | 0.00063017 | 0.00063017 | 274 | #NAME?
275 | 4.5833 | 0 | 0.0031489 | 2.8188e-14 | 0 | 0.0031489 | 0.0018736 | 0 | 0.0018736 | 3.1227e-05 | 0.0016249 | 0.0016236 | 0.0016236 | #NAME? | 275 | 0 | 0.00063037 | 0.00063017 | 0.00063017 | 275 | #NAME?
276 | 4.6 | 0 | 0.0031489 | 2.5408e-14 | 0 | 0.0031489 | 0.0016888 | 0 | 0.0016888 | 2.8147e-05 | 0.0016401 | 0.0016388 | 0.0016388 | #NAME? | 276 | 0 | 0.00063037 | 0.00063017 | 0.00063017 | 276 | #NAME?
277 | 4.6167 | 0 | 0.0031489 | 2.2902e-14 | 0 | 0.0031489 | 0.0015223 | 0 | 0.0015223 | 2.5371e-05 | 0.0016538 | 0.0016525 | 0.0016525 | #NAME? | 277 | 0 | 0.00063037 | 0.00063017 | 0.00063017 | 277 | #NAME?
278 | 4.6333 | 0 | 0.0031489 | 2.0643e-14 | 0 | 0.0031489 | 0.0013721 | 0 | 0.0013721 | 2.2869e-05 | 0.0016662 | 0.0016648 | 0.0016648 | #NAME? | 278 | 0 | 0.00063037 | 0.00063017 | 0.00063017 | 278 | #NAME?
279 | 4.65 | 0 | 0.0031489 | 1.8607e-14 | 0 | 0.0031489 | 0.0012368 | 0 | 0.0012368 | 2.0614e-05 | 0.0016773 | 0.0016759 | 0.0016759 | #NAME? | 279 | 0 | 0.00063037 | 0.00063017 | 0.00063017 | 279 | #NAME?
280 | 4.6667 | 0 | 0.0031489 | 1.6772e-14 | 0 | 0.0031489 | 0.0011148 | 0 | 0.0011148 | 1.8581e-05 | 0.0016874 | 0.0016859 | 0.0016859 | #NAME? | 280 | 0 | 0.00063037 | 0.00063017 | 0.00063017 | 280 | #NAME?
281 | 4.6833 | 0 | 0.0031489 | 1.5118e-14 | 0 | 0.0031489 | 0.0010049 | 0 | 0.0010049 | 1.6748e-05 | 0.0016964 | 0.001695 | 0.001695 | #NAME? | 281 | 0 | 0.00063037 | 0.00063017 | 0.00063017 | 281 | #NAME?
282 | 4.7 | 0 | 0.0031489 | 1.3627e-14 | 0 | 0.0031489 | 0.00090578 | 0 | 0.00090578 | 1.5096e-05 | 0.0017046 | 0.0017031 | 0.0017031 | #NAME? | 282 | 0 | 0.00063037 | 0.00063017 | 0.00063017 | 282 | #NAME?
283 | 4.7167 | 0 | 0.0031489 | 1.2283e-14 | 0 | 0.0031489 | 0.00081645 | 0 | 0.00081645 | 1.3607e-05 | 0.0017119 | 0.0017104 | 0.0017104 | #NAME? | 283 | 0 | 0.00063037 | 0.00063017 | 0.00063017 | 283 | #NAME?
284 | 4.7333 | 0 | 0.0031489 | 1.1072e-14 | 0 | 0.0031489 | 0.00073593 | 0 | 0.00073593 | 1.2265e-05 | 0.0017185 | 0.001717 | 0.001717 | #NAME? | 284 | 0 | 0.00063037 | 0.00063017 | 0.00063017 | 284 | #NAME?
285 | 4.75 | 0 | 0.0031489 | 9.9798e-15 | 0 | 0.0031489 | 0.00066335 | 0 | 0.00066335 | 1.1056e-05 | 0.0017245 | 0.001723 | 0.001723 | #NAME? | 285 | 0 | 0.00063037 | 0.00063017 | 0.00063017 | 285 | #NAME?
286 | 4.7667 | 0 | 0.0031489 | 8.9955e-15 | 0 | 0.0031489 | 0.00059792 | 0 | 0.00059792 | 9.9654e-06 | 0.0017299 | 0.0017284 | 0.0017284 | #NAME? | 286 | 0 | 0.00063037 | 0.00063017 | 0.00063017 | 286 | #NAME?
287 | 4.7833 | 0 | 0.0031489 | 8.1084e-15 | 0 | 0.0031489 | 0.00053895 | 0 | 0.00053895 | 8.9826e-06 | 0.0017347 | 0.0017332 | 0.0017332 | #NAME? | 287 | 0 | 0.00063037 | 0.00063017 | 0.00063017 | 287 | #NAME?
288 | 4.8 | 0 | 0.0031489 | 7.3087e-15 | 0 | 0.0031489 | 0.0004858 | 0 | 0.0004858 | 8.0967e-06 | 0.0017391 | 0.0017376 | 0.0017376 | #NAME? | 288 | 0 | 0.00063037 | 0.00063017 | 0.00063017 | 288 | #NAME?
289 | 4.8167 | 0 | 0.0031489 | 6.5879e-15 | 0 | 0.0031489 | 0.00043789 | 0 | 0.00043789 | 7.2981e-06 | 0.001743 | 0.0017415 | 0.0017415 | #NAME? | 289 | 0 | 0.00063037 | 0.00063017 | 0.00063017 | 289 | #NAME?
290 | 4.8333 | 0 | 0.0031489 | 5.9381e-15 | 0 | 0.0031489 | 0.0003947 | 0 | 0.0003947 | 6.5784e-06 | 0.0017466 | 0.0017451 | 0.0017451 | #NAME? | 290 | 0 | 0.00063037 | 0.00063017 | 0.00063017 | 290 | #NAME?
291 | 4.85 | 0 | 0.0031489 | 5.3525e-15 | 0 | 0.0031489 | 0.00035577 | 0 | 0.00035577 | 5.9296e-06 | 0.0017498 | 0.0017483 | 0.0017483 | #NAME? | 291 | 0 | 0.00063037 | 0.00063017 | 0.00063017 | 291 | #NAME?
292 | 4.8667 | 0 | 0.0031489 | 4.8246e-15 | 0 | 0.0031489 | 0.00032069 | 0 | 0.00032069 | 5.3448e-06 | 0.0017527 | 0.0017511 | 0.0017511 | #NAME? | 292 | 0 | 0.00063037 | 0.00063017 | 0.00063017 | 292 | #NAME?
293 | 4.8833 | 0 | 0.0031489 | 4.3488e-15 | 0 | 0.0031489 | 0.00028906 | 0 | 0.00028906 | 4.8176e-06 | 0.0017553 | 0.0017537 | 0.0017537 | #NAME? | 293 | 0 | 0.00063037 | 0.00063017 | 0.00063017 | 293 | #NAME?
294 | 4.9 | 0 | 0.0031489 | 3.9199e-15 | 0 | 0.0031489 | 0.00026055 | 0 | 0.00026055 | 4.3425e-06 | 0.0017576 | 0.0017561 | 0.0017561 | #NAME? | 294 | 0 | 0.00063037 | 0.00063017 | 0.00063017 | 294 | #NAME?
295 | 4.9167 | 0 | 0.0031489 | 3.5333e-15 | 0 | 0.0031489 | 0.00023485 | 0 | 0.00023485 | 3.9142e-06 | 0.0017597 | 0.0017582 | 0.0017582 | #NAME? | 295 | 0 | 0.00063037 | 0.00063017 | 0.00063017 | 295 | #NAME?
296 | 4.9333 | 0 | 0.0031489 | 3.1848e-15 | 0 | 0.0031489 | 0.00021169 | 0 | 0.00021169 | 3.5282e-06 | 0.0017616 | 0.0017601 | 0.0017601 | #NAME? | 296 | 0 | 0.00063037 | 0.00063017 | 0.00063017 | 296 | #NAME?
297 | 4.95 | 0 | 0.0031489 | 2.8707e-15 | 0 | 0.0031489 | 0.00019081 | 0 | 0.00019081 | 3.1802e-06 | 0.0017634 | 0.0017618 | 0.0017618 | #NAME? | 297 | 0 | 0.00063037 | 0.00063017 | 0.00063017 | 297 | #NAME?
298 | 4.9667 | 0 | 0.0031489 | 2.5876e-15 | 0 | 0.0031489 | 0.00017199 | 0 | 0.00017199 | 2.8666e-06 | 0.0017649 | 0.0017634 | 0.0017634 | #NAME? | 298 | 0 | 0.00063037 | 0.00063017 | 0.00063017 | 298 | #NAME?
299 | 4.9833 | 0 | 0.0031489 | 2.3324e-15 | 0 | 0.0031489 | 0.00015503 | 0 | 0.00015503 | 2.5839e-06 | 0.0017663 | 0.0017647 | 0.0017647 | #NAME? | 299 | 0 | 0.00063037 | 0.00063017 | 0.00063017 | 299 | #NAME?
300 | 5 | 0 | 0.0031489 | 2.1024e-15 | 0 | 0.0031489 | 0.00013974 | 0 | 0.00013974 | 2.329e-06 | 0.0017676 | 0.001766 | 0.001766 | #NAME? | 300 | 0 | 0.00063037 | 0.00063017 | 0.00063017 | 300 | #NAME?
301 | 5.0167 | 0 | 0.0031489 | 1.895e-15 | 0 | 0.0031489 | 0.00012596 | 0 | 0.00012596 | 2.0993e-06 | 0.0017687 | 0.0017671 | 0.0017671 | #NAME? | 301 | 0 | 0.00063037 | 0.00063017 | 0.00063017 | 301 | #NAME?
302 | 5.0333 | 0 | 0.0031489 | 1.7081e-15 | 0 | 0.0031489 | 0.00011354 | 0 | 0.00011354 | 1.8923e-06 | 0.0017697 | 0.0017682 | 0.0017682 | #NAME? | 302 | 0 | 0.00063037 | 0.00063017 | 0.00063017 | 302 | #NAME?
303 | 5.05 | 0 | 0.0031489 | 1.5397e-15 | 0 | 0.0031489 | 0.00010234 | 0 | 0.00010234 | 1.7057e-06 | 0.0017706 | 0.0017691 | 0.0017691 | #NAME? | 303 | 0 | 0.00063037 | 0.00063017 | 0.00063017 | 303 | #NAME?
304 | 5.0667 | 0 | 0.0031489 | 1.3878e-15 | 0 | 0.0031489 | 9.2246e-05 | 0 | 9.2246e-05 | 1.5374e-06 | 0.0017715 | 0.0017699 | 0.0017699 | #NAME? | 304 | 0 | 0.00063037 | 0.00063017 | 0.00063017 | 304 | #NAME?
305 | 5.0833 | 0 | 0.0031489 | 1.2509e-15 | 0 | 0.0031489 | 8.3149e-05 | 0 | 8.3149e-05 | 1.3858e-06 | 0.0017722 | 0.0017706 | 0.0017706 | #NAME? | 305 | 0 | 0.00063037 | 0.00063017 | 0.00063017 | 305 | #NAME?
306 | 5.1 | 0 | 0.0031489 | 1.1276e-15 | 0 | 0.0031489 | 7.4948e-05 | 0 | 7.4948e-05 | 1.2491e-06 | 0.0017729 | 0.0017713 | 0.0017713 | #NAME? | 306 | 0 | 0.00063037 | 0.00063017 | 0.00063017 | 306 | #NAME?
307 | 5.1167 | 0 | 0.0031489 | 1.0164e-15 | 0 | 0.0031489 | 6.7556e-05 | 0 | 6.7556e-05 | 1.1259e-06 | 0.0017735 | 0.0017719 | 0.0017719 | #NAME? | 307 | 0 | 0.00063037 | 0.00063017 | 0.00063017 | 307 | #NAME?
308 | 5.1333 | 0 | 0.0031489 | 9.1612e-16 | 0 | 0.0031489 | 6.0894e-05 | 0 | 6.0894e-05 | 1.0149e-06 | 0.001774 | 0.0017725 | 0.0017725 | #NAME? | 308 | 0 | 0.00063037 | 0.00063017 | 0.00063017 | 308 | #NAME?
309 | 5.15 | 0 | 0.0031489 | 8.2577e-16 | 0 | 0.0031489 | 5.4888e-05 | 0 | 5.4888e-05 | 9.148e-07 | 0.0017745 | 0.001773 | 0.001773 | #NAME? | 309 | 0 | 0.00063037 | 0.00063017 | 0.00063017 | 309 | #NAME?
310 | 5.1667 | 0 | 0.0031489 | 7.4433e-16 | 0 | 0.0031489 | 4.9475e-05 | 0 | 4.9475e-05 | 8.2458e-07 | 0.001775 | 0.0017734 | 0.0017734 | #NAME? | 310 | 0 | 0.00063037 | 0.00063017 | 0.00063017 | 310 | #NAME?
311 | 5.1833 | 0 | 0.0031489 | 6.7092e-16 | 0 | 0.0031489 | 4.4595e-05 | 0 | 4.4595e-05 | 7.4326e-07 | 0.0017754 | 0.0017738 | 0.0017738 | #NAME? | 311 | 0 | 0.00063037 | 0.00063017 | 0.00063017 | 311 | #NAME?
312 | 5.2 | 0 | 0.0031489 | 6.0475e-16 | 0 | 0.0031489 | 4.0197e-05 | 0 | 4.0197e-05 | 6.6995e-07 | 0.0017758 | 0.0017742 | 0.0017742 | #NAME? | 312 | 0 | 0.00063037 | 0.00063017 | 0.00063017 | 312 | #NAME?
313 | 5.2167 | 0 | 0.0031489 | 5.4511e-16 | 0 | 0.0031489 | 3.6233e-05 | 0 | 3.6233e-05 | 6.0388e-07 | 0.0017761 | 0.0017745 | 0.0017745 | #NAME? | 313 | 0 | 0.00063037 | 0.00063017 | 0.00063017 | 313 | #NAME?
314 | 5.2333 | 0 | 0.0031489 | 4.9135e-16 | 0 | 0.0031489 | 3.2659e-05 | 0 | 3.2659e-05 | 5.4432e-07 | 0.0017764 | 0.0017748 | 0.0017748 | #NAME? | 314 | 0 | 0.00063037 | 0.00063017 | 0.00063017 | 314 | #NAME?
315 | 5.25 | 0 | 0.0031489 | 4.4289e-16 | 0 | 0.0031489 | 2.9438e-05 | 0 | 2.9438e-05 | 4.9064e-07 | 0.0017766 | 0.0017751 | 0.0017751 | #NAME? | 315 | 0 | 0.00063037 | 0.00063017 | 0.00063017 | 315 | #NAME?
316 | 5.2667 | 0 | 0.0031489 | 3.9921e-16 | 0 | 0.0031489 | 2.6535e-05 | 0 | 2.6535e-05 | 4.4225e-07 | 0.0017769 | 0.0017753 | 0.0017753 | #NAME? | 316 | 0 | 0.00063037 | 0.00063017 | 0.00063017 | 316 | #NAME?
317 | 5.2833 | 0 | 0.0031489 | 3.5984e-16 | 0 | 0.0031489 | 2.3918e-05 | 0 | 2.3918e-05 | 3.9863e-07 | 0.0017771 | 0.0017755 | 0.0017755 | #NAME? | 317 | 0 | 0.00063037 | 0.00063017 | 0.00063017 | 317 | #NAME?
318 | 5.3 | 0 | 0.0031489 | 3.2435e-16 | 0 | 0.0031489 | 2.1559e-05 | 0 | 2.1559e-05 | 3.5932e-07 | 0.0017773 | 0.0017757 | 0.0017757 | #NAME? | 318 | 0 | 0.00063037 | 0.00063017 | 0.00063017 | 318 | #NAME?
319 | 5.3167 | 0 | 0.0031489 | 2.9236e-16 | 0 | 0.0031489 | 1.9433e-05 | 0 | 1.9433e-05 | 3.2388e-07 | 0.0017775 | 0.0017759 | 0.0017759 | #NAME? | 319 | 0 | 0.00063037 | 0.00063017 | 0.00063017 | 319 | #NAME?
320 | 5.3333 | 0 | 0.0031489 | 2.6353e-16 | 0 | 0.0031489 | 1.7516e-05 | 0 | 1.7516e-05 | 2.9194e-07 | 0.0017776 | 0.001776 | 0.001776 | #NAME? | 320 | 0 | 0.00063037 | 0.00063017 | 0.00063017 | 320 | #NAME?
321 | 5.35 | 0 | 0.0031489 | 2.3754e-16 | 0 | 0.0031489 | 1.5789e-05 | 0 | 1.5789e-05 | 2.6315e-07 | 0.0017778 | 0.0017762 | 0.0017762 | #NAME? | 321 | 0 | 0.00063037 | 0.00063017 | 0.00063017 | 321 | #NAME?
322 | 5.3667 | 0 | 0.0031489 | 2.1411e-16 | 0 | 0.0031489 | 1.4232e-05 | 0 | 1.4232e-05 | 2.3719e-07 | 0.0017779 | 0.0017763 | 0.0017763 | #NAME? | 322 | 0 | 0.00063037 | 0.00063017 | 0.00063017 | 322 | #NAME?
323 | 5.3833 | 0 | 0.0031489 | 1.9299e-16 | 0 | 0.0031489 | 1.2828e-05 | 0 | 1.2828e-05 | 2.138e-07 | 0.001778 | 0.0017764 | 0.0017764 | #NAME? | 323 | 0 | 0.00063037 | 0.00063017 | 0.00063017 | 323 | #NAME?
324 | 5.4 | 0 | 0.0031489 | 1.7396e-16 | 0 | 0.0031489 | 1.1563e-05 | 0 | 1.1563e-05 | 1.9271e-07 | 0.0017781 | 0.0017765 | 0.0017765 | #NAME? | 324 | 0 | 0.00063037 | 0.00063017 | 0.00063017 | 324 | #NAME?
325 | 5.4167 | 0 | 0.0031489 | 1.568e-16 | 0 | 0.0031489 | 1.0422e-05 | 0 | 1.0422e-05 | 1.7371e-07 | 0.0017782 | 0.0017766 | 0.0017766 | #NAME? | 325 | 0 | 0.00063037 | 0.00063017 | 0.00063017 | 325 | #NAME?
326 | 5.4333 | 0 | 0.0031489 | 1.4134e-16 | 0 | 0.0031489 | 9.3945e-06 | 0 | 9.3945e-06 | 1.5658e-07 | 0.0017783 | 0.0017767 | 0.0017767 | #NAME? | 326 | 0 | 0.00063037 | 0.00063017 | 0.00063017 | 326 | #NAME?
327 | 5.45 | 0 | 0.0031489 | 1.274e-16 | 0 | 0.0031489 | 8.468e-06 | 0 | 8.468e-06 | 1.4113e-07 | 0.0017784 | 0.0017768 | 0.0017768 | #NAME? | 327 | 0 | 0.00063037 | 0.00063017 | 0.00063017 | 327 | #NAME?
328 | 5.4667 | 0 | 0.0031489 | 1.1483e-16 | 0 | 0.0031489 | 7.6329e-06 | 0 | 7.6329e-06 | 1.2721e-07 | 0.0017784 | 0.0017768 | 0.0017768 | #NAME? | 328 | 0 | 0.00063037 | 0.00063017 | 0.00063017 | 328 | #NAME?
329 | 5.4833 | 0 | 0.0031489 | 1.0351e-16 | 0 | 0.0031489 | 6.8801e-06 | 0 | 6.8801e-06 | 1.1467e-07 | 0.0017785 | 0.0017769 | 0.0017769 | #NAME? | 329 | 0 | 0.00063037 | 0.00063017 | 0.00063017 | 329 | #NAME?
330 | 5.5 | 0 | 0.0031489 | 9.33e-17 | 0 | 0.0031489 | 6.2015e-06 | 0 | 6.2015e-06 | 1.0336e-07 | 0.0017785 | 0.001777 | 0.001777 | #NAME? | 330 | 0 | 0.00063037 | 0.00063017 | 0.00063017 | 330 | #NAME?
331 | 5.5167 | 0 | 0.0031489 | 8.4098e-17 | 0 | 0.0031489 | 5.5899e-06 | 0 | 5.5899e-06 | 9.3165e-08 | 0.0017786 | 0.001777 | 0.001777 | #NAME? | 331 | 0 | 0.00063037 | 0.00063017 | 0.00063017 | 331 | #NAME?
332 | 5.5333 | 0 | 0.0031489 | 7.5804e-17 | 0 | 0.0031489 | 5.0386e-06 | 0 | 5.0386e-06 | 8.3977e-08 | 0.0017786 | 0.0017771 | 0.0017771 | #NAME? | 332 | 0 | 0.00063037 | 0.00063017 | 0.00063017 | 332 | #NAME?
333 | 5.55 | 0 | 0.0031489 | 6.8328e-17 | 0 | 0.0031489 | 4.5417e-06 | 0 | 4.5417e-06 | 7.5695e-08 | 0.0017787 | 0.0017771 | 0.0017771 | #NAME? | 333 | 0 | 0.00063037 | 0.00063017 | 0.00063017 | 333 | #NAME?
334 | 5.5667 | 0 | 0.0031489 | 6.1589e-17 | 0 | 0.0031489 | 4.0938e-06 | 0 | 4.0938e-06 | 6.8229e-08 | 0.0017787 | 0.0017771 | 0.0017771 | #NAME? | 334 | 0 | 0.00063037 | 0.00063017 | 0.00063017 | 334 | #NAME?
335 | 5.5833 | 0 | 0.0031489 | 5.5515e-17 | 0 | 0.0031489 | 3.69e-06 | 0 | 3.69e-06 | 6.15e-08 | 0.0017788 | 0.0017772 | 0.0017772 | #NAME? | 335 | 0 | 0.00063037 | 0.00063017 | 0.00063017 | 335 | #NAME?
336 | 5.6 | 0 | 0.0031489 | 5.004e-17 | 0 | 0.0031489 | 3.3261e-06 | 0 | 3.3261e-06 | 5.5435e-08 | 0.0017788 | 0.0017772 | 0.0017772 | #NAME? | 336 | 0 | 0.00063037 | 0.00063017 | 0.00063017 | 336 | #NAME?
337 | 5.6167 | 0 | 0.0031489 | 4.5105e-17 | 0 | 0.0031489 | 2.9981e-06 | 0 | 2.9981e-06 | 4.9968e-08 | 0.0017788 | 0.0017772 | 0.0017772 | #NAME? | 337 | 0 | 0.00063037 | 0.00063017 | 0.00063017 | 337 | #NAME?
338 | 5.6333 | 0 | 0.0031489 | 4.0656e-17 | 0 | 0.0031489 | 2.7024e-06 | 0 | 2.7024e-06 | 4.504e-08 | 0.0017788 | 0.0017773 | 0.0017773 | #NAME? | 338 | 0 | 0.00063037 | 0.00063017 | 0.00063017 | 338 | #NAME?
339 | 5.65 | 0 | 0.0031489 | 3.6646e-17 | 0 | 0.0031489 | 2.4359e-06 | 0 | 2.4359e-06 | 4.0598e-08 | 0.0017789 | 0.0017773 | 0.0017773 | #NAME? | 339 | 0 | 0.00063037 | 0.00063017 | 0.00063017 | 339 | #NAME?
340 | 5.6667 | 0 | 0.0031489 | 3.3032e-17 | 0 | 0.0031489 | 2.1956e-06 | 0 | 2.1956e-06 | 3.6594e-08 | 0.0017789 | 0.0017773 | 0.0017773 | #NAME? | 340 | 0 | 0.00063037 | 0.00063017 | 0.00063017 | 340 | #NAME?
341 | 5.6833 | 0 | 0.0031489 | 2.9774e-17 | 0 | 0.0031489 | 1.9791e-06 | 0 | 1.9791e-06 | 3.2985e-08 | 0.0017789 | 0.0017773 | 0.0017773 | #NAME? | 341 | 0 | 0.00063037 | 0.00063017 | 0.00063017 | 341 | #NAME?
342 | 5.7 | 0 | 0.0031489 | 2.6838e-17 | 0 | 0.0031489 | 1.7839e-06 | 0 | 1.7839e-06 | 2.9731e-08 | 0.0017789 | 0.0017773 | 0.0017773 | #NAME? | 342 | 0 | 0.00063037 | 0.00063017 | 0.00063017 | 342 | #NAME?
343 | 5.7167 | 0 | 0.0031489 | 2.4191e-17 | 0 | 0.0031489 | 1.608e-06 | 0 | 1.608e-06 | 2.6799e-08 | 0.0017789 | 0.0017773 | 0.0017773 | #NAME? | 343 | 0 | 0.00063037 | 0.00063017 | 0.00063017 | 343 | #NAME?
344 | 5.7333 | 0 | 0.0031489 | 2.1805e-17 | 0 | 0.0031489 | 1.4494e-06 | 0 | 1.4494e-06 | 2.4156e-08 | 0.0017789 | 0.0017774 | 0.0017774 | #NAME? | 344 | 0 | 0.00063037 | 0.00063017 | 0.00063017 | 344 | #NAME?
345 | 5.75 | 0 | 0.0031489 | 1.9655e-17 | 0 | 0.0031489 | 1.3064e-06 | 0 | 1.3064e-06 | 2.1774e-08 | 0.0017789 | 0.0017774 | 0.0017774 | #NAME? | 345 | 0 | 0.00063037 | 0.00063017 | 0.00063017 | 345 | #NAME?
346 | 5.7667 | 0 | 0.0031489 | 1.7716e-17 | 0 | 0.0031489 | 1.1776e-06 | 0 | 1.1776e-06 | 1.9626e-08 | 0.001779 | 0.0017774 | 0.0017774 | #NAME? | 346 | 0 | 0.00063037 | 0.00063017 | 0.00063017 | 346 | #NAME?
347 | 5.7833 | 0 | 0.0031489 | 1.5969e-17 | 0 | 0.0031489 | 1.0614e-06 | 0 | 1.0614e-06 | 1.7691e-08 | 0.001779 | 0.0017774 | 0.0017774 | #NAME? | 347 | 0 | 0.00063037 | 0.00063017 | 0.00063017 | 347 | #NAME?
348 | 5.8 | 0 | 0.0031489 | 1.4394e-17 | 0 | 0.0031489 | 9.5676e-07 | 0 | 9.5676e-07 | 1.5946e-08 | 0.001779 | 0.0017774 | 0.0017774 | #NAME? | 348 | 0 | 0.00063037 | 0.00063017 | 0.00063017 | 348 | #NAME?
349 | 5.8167 | 0 | 0.0031489 | 1.2974e-17 | 0 | 0.0031489 | 8.624e-07 | 0 | 8.624e-07 | 1.4373e-08 | 0.001779 | 0.0017774 | 0.0017774 | #NAME? | 349 | 0 | 0.00063037 | 0.00063017 | 0.00063017 | 349 | #NAME?
350 | 5.8333 | 0 | 0.0031489 | 1.1695e-17 | 0 | 0.0031489 | 7.7735e-07 | 0 | 7.7735e-07 | 1.2956e-08 | 0.001779 | 0.0017774 | 0.0017774 | #NAME? | 350 | 0 | 0.00063037 | 0.00063017 | 0.00063017 | 350 | #NAME?
351 | 5.85 | 0 | 0.0031489 | 1.0541e-17 | 0 | 0.0031489 | 7.0068e-07 | 0 | 7.0068e-07 | 1.1678e-08 | 0.001779 | 0.0017774 | 0.0017774 | #NAME? | 351 | 0 | 0.00063037 | 0.00063017 | 0.00063017 | 351 | #NAME?
352 | 5.8667 | 0 | 0.0031489 | 9.5018e-18 | 0 | 0.0031489 | 6.3158e-07 | 0 | 6.3158e-07 | 1.0526e-08 | 0.001779 | 0.0017774 | 0.0017774 | #NAME? | 352 | 0 | 0.00063037 | 0.00063017 | 0.00063017 | 352 | #NAME?
353 | 5.8833 | 0 | 0.0031489 | 8.5647e-18 | 0 | 0.0031489 | 5.6929e-07 | 0 | 5.6929e-07 | 9.4881e-09 | 0.001779 | 0.0017774 | 0.0017774 | #NAME? | 353 | 0 | 0.00063037 | 0.00063017 | 0.00063017 | 353 | #NAME?
354 | 5.9 | 0 | 0.0031489 | 7.72e-18 | 0 | 0.0031489 | 5.1314e-07 | 0 | 5.1314e-07 | 8.5524e-09 | 0.001779 | 0.0017774 | 0.0017774 | #NAME? | 354 | 0 | 0.00063037 | 0.00063017 | 0.00063017 | 354 | #NAME?
355 | 5.9167 | 0 | 0.0031489 | 6.9586e-18 | 0 | 0.0031489 | 4.6253e-07 | 0 | 4.6253e-07 | 7.7089e-09 | 0.001779 | 0.0017774 | 0.0017774 | #NAME? | 355 | 0 | 0.00063037 | 0.00063017 | 0.00063017 | 355 | #NAME?
356 | 5.9333 | 0 | 0.0031489 | 6.2723e-18 | 0 | 0.0031489 | 4.1692e-07 | 0 | 4.1692e-07 | 6.9486e-09 | 0.001779 | 0.0017774 | 0.0017774 | #NAME? | 356 | 0 | 0.00063037 | 0.00063017 | 0.00063017 | 356 | #NAME?
357 | 5.95 | 0 | 0.0031489 | 5.6537e-18 | 0 | 0.0031489 | 3.758e-07 | 0 | 3.758e-07 | 6.2633e-09 | 0.001779 | 0.0017774 | 0.0017774 | #NAME? | 357 | 0 | 0.00063037 | 0.00063017 | 0.00063017 | 357 | #NAME?
358 | 5.9667 | 0 | 0.0031489 | 5.0961e-18 | 0 | 0.0031489 | 3.3873e-07 | 0 | 3.3873e-07 | 5.6456e-09 | 0.001779 | 0.0017774 | 0.0017774 | #NAME? | 358 | 0 | 0.00063037 | 0.00063017 | 0.00063017 | 358 | #NAME?
359 | 5.9833 | 0 | 0.0031489 | 4.5935e-18 | 0 | 0.0031489 | 3.0533e-07 | 0 | 3.0533e-07 | 5.0888e-09 | 0.001779 | 0.0017775 | 0.0017775 | #NAME? | 359 | 0 | 0.00063037 | 0.00063017 | 0.00063017 | 359 | #NAME?
360 | 6 | 0 | 0.0031489 | 4.1405e-18 | 0 | 0.0031489 | 2.7521e-07 | 0 | 2.7521e-07 | 4.5869e-09 | 0.001779 | 0.0017775 | 0.0017775 | #NAME? | 360 | 0 | 0.00063037 | 0.00063017 | 0.00063017 | 360 | #NAME?
361 | 6.0167 | 0 | 0.0031489 | 3.7321e-18 | 0 | 0.0031489 | 2.4807e-07 | 0 | 2.4807e-07 | 4.1345e-09 | 0.001779 | 0.0017775 | 0.0017775 | #NAME? | 361 | 0 | 0.00063037 | 0.00063017 | 0.00063017 | 361 | #NAME?
362 | 6.0333 | 0 | 0.0031489 | 3.3641e-18 | 0 | 0.0031489 | 2.2361e-07 | 0 | 2.2361e-07 | 3.7268e-09 | 0.001779 | 0.0017775 | 0.0017775 | #NAME? | 362 | 0 | 0.00063037 | 0.00063017 | 0.00063017 | 362 | #NAME?
363 | 6.05 | 0 | 0.0031489 | 3.0323e-18 | 0 | 0.0031489 | 2.0155e-07 | 0 | 2.0155e-07 | 3.3592e-09 | 0.001779 | 0.0017775 | 0.0017775 | #NAME? | 363 | 0 | 0.00063037 | 0.00063017 | 0.00063017 | 363 | #NAME?
364 | 6.0667 | 0 | 0.0031489 | 2.7332e-18 | 0 | 0.0031489 | 1.8167e-07 | 0 | 1.8167e-07 | 3.0279e-09 | 0.001779 | 0.0017775 | 0.0017775 | #NAME? | 364 | 0 | 0.00063037 | 0.00063017 | 0.00063017 | 364 | #NAME?
365 | 6.0833 | 0 | 0.0031489 | 2.4637e-18 | 0 | 0.0031489 | 1.6376e-07 | 0 | 1.6376e-07 | 2.7293e-09 | 0.001779 | 0.0017775 | 0.0017775 | #NAME? | 365 | 0 | 0.00063037 | 0.00063017 | 0.00063017 | 365 | #NAME?
366 | 6.1 | 0 | 0.0031489 | 2.2207e-18 | 0 | 0.0031489 | 1.4761e-07 | 0 | 1.4761e-07 | 2.4601e-09 | 0.001779 | 0.0017775 | 0.0017775 | #NAME? | 366 | 0 | 0.00063037 | 0.00063017 | 0.00063017 | 366 | #NAME?
367 | 6.1167 | 0 | 0.0031489 | 2.0017e-18 | 0 | 0.0031489 | 1.3305e-07 | 0 | 1.3305e-07 | 2.2175e-09 | 0.001779 | 0.0017775 | 0.0017775 | #NAME? | 367 | 0 | 0.00063037 | 0.00063017 | 0.00063017 | 367 | #NAME?
368 | 6.1333 | 0 | 0.0031489 | 1.8043e-18 | 0 | 0.0031489 | 1.1993e-07 | 0 | 1.1993e-07 | 1.9988e-09 | 0.001779 | 0.0017775 | 0.0017775 | #NAME? | 368 | 0 | 0.00063037 | 0.00063017 | 0.00063017 | 368 | #NAME?
369 | 6.15 | 0 | 0.0031489 | 1.6263e-18 | 0 | 0.0031489 | 1.081e-07 | 0 | 1.081e-07 | 1.8017e-09 | 0.001779 | 0.0017775 | 0.0017775 | #NAME? | 369 | 0 | 0.00063037 | 0.00063017 | 0.00063017 | 369 | #NAME?
370 | 6.1667 | 0 | 0.0031489 | 1.4659e-18 | 0 | 0.0031489 | 9.7438e-08 | 0 | 9.7438e-08 | 1.624e-09 | 0.001779 | 0.0017775 | 0.0017775 | #NAME? | 370 | 0 | 0.00063037 | 0.00063017 | 0.00063017 | 370 | #NAME?
371 | 6.1833 | 0 | 0.0031489 | 1.3213e-18 | 0 | 0.0031489 | 8.7828e-08 | 0 | 8.7828e-08 | 1.4638e-09 | 0.0017791 | 0.0017775 | 0.0017775 | #NAME? | 371 | 0 | 0.00063037 | 0.00063017 | 0.00063017 | 371 | #NAME?
372 | 6.2 | 0 | 0.0031489 | 1.191e-18 | 0 | 0.0031489 | 7.9166e-08 | 0 | 7.9166e-08 | 1.3194e-09 | 0.0017791 | 0.0017775 | 0.0017775 | #NAME? | 372 | 0 | 0.00063037 | 0.00063017 | 0.00063017 | 372 | #NAME?
373 | 6.2167 | 0 | 0.0031489 | 1.0736e-18 | 0 | 0.0031489 | 7.1359e-08 | 0 | 7.1359e-08 | 1.1893e-09 | 0.0017791 | 0.0017775 | 0.0017775 | #NAME? | 373 | 0 | 0.00063037 | 0.00063017 | 0.00063017 | 373 | #NAME?
374 | 6.2333 | 0 | 0.0031489 | 9.6768e-19 | 0 | 0.0031489 | 6.4321e-08 | 0 | 6.4321e-08 | 1.072e-09 | 0.0017791 | 0.0017775 | 0.0017775 | #NAME? | 374 | 0 | 0.00063037 | 0.00063017 | 0.00063017 | 374 | #NAME?
375 | 6.25 | 0 | 0.0031489 | 8.7225e-19 | 0 | 0.0031489 | 5.7977e-08 | 0 | 5.7977e-08 | 9.6629e-10 | 0.0017791 | 0.0017775 | 0.0017775 | #NAME? | 375 | 0 | 0.00063037 | 0.00063017 | 0.00063017 | 375 | #NAME?
376 | 6.2667 | 0 | 0.0031489 | 7.8622e-19 | 0 | 0.0031489 | 5.2259e-08 | 0 | 5.2259e-08 | 8.7099e-10 | 0.0017791 | 0.0017775 | 0.0017775 | #NAME? | 376 | 0 | 0.00063037 | 0.00063017 | 0.00063017 | 376 | #NAME?
377 | 6.2833 | 0 | 0.0031489 | 7.0868e-19 | 0 | 0.0031489 | 4.7105e-08 | 0 | 4.7105e-08 | 7.8509e-10 | 0.0017791 | 0.0017775 | 0.0017775 | #NAME? | 377 | 0 | 0.00063037 | 0.00063017 | 0.00063017 | 377 | #NAME?
378 | 6.3 | 0 | 0.0031489 | 6.3879e-19 | 0 | 0.0031489 | 4.246e-08 | 0 | 4.246e-08 | 7.0766e-10 | 0.0017791 | 0.0017775 | 0.0017775 | #NAME? | 378 | 0 | 0.00063037 | 0.00063017 | 0.00063017 | 378 | #NAME?
379 | 6.3167 | 0 | 0.0031489 | 5.7579e-19 | 0 | 0.0031489 | 3.8272e-08 | 0 | 3.8272e-08 | 6.3787e-10 | 0.0017791 | 0.0017775 | 0.0017775 | #NAME? | 379 | 0 | 0.00063037 | 0.00063017 | 0.00063017 | 379 | #NAME?
380 | 6.3333 | 0 | 0.0031489 | 5.19e-19 | 0 | 0.0031489 | 3.4497e-08 | 0 | 3.4497e-08 | 5.7496e-10 | 0.0017791 | 0.0017775 | 0.0017775 | #NAME? | 380 | 0 | 0.00063037 | 0.00063017 | 0.00063017 | 380 | #NAME?
381 | 6.35 | 0 | 0.0031489 | 4.6781e-19 | 0 | 0.0031489 | 3.1095e-08 | 0 | 3.1095e-08 | 5.1825e-10 | 0.0017791 | 0.0017775 | 0.0017775 | #NAME? | 381 | 0 | 0.00063037 | 0.00063017 | 0.00063017 | 381 | #NAME?
382 | 6.3667 | 0 | 0.0031489 | 4.2168e-19 | 0 | 0.0031489 | 2.8028e-08 | 0 | 2.8028e-08 | 4.6714e-10 | 0.0017791 | 0.0017775 | 0.0017775 | #NAME? | 382 | 0 | 0.00063037 | 0.00063017 | 0.00063017 | 382 | #NAME?
383 | 6.3833 | 0 | 0.0031489 | 3.8009e-19 | 0 | 0.0031489 | 2.5264e-08 | 0 | 2.5264e-08 | 4.2107e-10 | 0.0017791 | 0.0017775 | 0.0017775 | #NAME? | 383 | 0 | 0.00063037 | 0.00063017 | 0.00063017 | 383 | #NAME?
384 | 6.4 | 0 | 0.0031489 | 3.426e-19 | 0 | 0.0031489 | 2.2772e-08 | 0 | 2.2772e-08 | 3.7954e-10 | 0.0017791 | 0.0017775 | 0.0017775 | #NAME? | 384 | 0 | 0.00063037 | 0.00063017 | 0.00063017 | 384 | #NAME?
385 | 6.4167 | 0 | 0.0031489 | 3.0881e-19 | 0 | 0.0031489 | 2.0527e-08 | 0 | 2.0527e-08 | 3.4211e-10 | 0.0017791 | 0.0017775 | 0.0017775 | #NAME? | 385 | 0 | 0.00063037 | 0.00063017 | 0.00063017 | 385 | #NAME?
386 | 6.4333 | 0 | 0.0031489 | 2.7836e-19 | 0 | 0.0031489 | 1.8502e-08 | 0 | 1.8502e-08 | 3.0837e-10 | 0.0017791 | 0.0017775 | 0.0017775 | #NAME? | 386 | 0 | 0.00063037 | 0.00063017 | 0.00063017 | 386 | #NAME?
387 | 6.45 | 0 | 0.0031489 | 2.509e-19 | 0 | 0.0031489 | 1.6677e-08 | 0 | 1.6677e-08 | 2.7796e-10 | 0.0017791 | 0.0017775 | 0.0017775 | #NAME? | 387 | 0 | 0.00063037 | 0.00063017 | 0.00063017 | 387 | #NAME?
388 | 6.4667 | 0 | 0.0031489 | 2.2616e-19 | 0 | 0.0031489 | 1.5033e-08 | 0 | 1.5033e-08 | 2.5054e-10 | 0.0017791 | 0.0017775 | 0.0017775 | #NAME? | 388 | 0 | 0.00063037 | 0.00063017 | 0.00063017 | 388 | #NAME?
389 | 6.4833 | 0 | 0.0031489 | 2.0385e-19 | 0 | 0.0031489 | 1.355e-08 | 0 | 1.355e-08 | 2.2583e-10 | 0.0017791 | 0.0017775 | 0.0017775 | #NAME? | 389 | 0 | 0.00063037 | 0.00063017 | 0.00063017 | 389 | #NAME?
390 | 6.5 | 0 | 0.0031489 | 1.8375e-19 | 0 | 0.0031489 | 1.2214e-08 | 0 | 1.2214e-08 | 2.0356e-10 | 0.0017791 | 0.0017775 | 0.0017775 | #NAME? | 390 | 0 | 0.00063037 | 0.00063017 | 0.00063017 | 390 | #NAME?
391 | 6.5167 | 0 | 0.0031489 | 1.6563e-19 | 0 | 0.0031489 | 1.1009e-08 | 0 | 1.1009e-08 | 1.8348e-10 | 0.0017791 | 0.0017775 | 0.0017775 | #NAME? | 391 | 0 | 0.00063037 | 0.00063017 | 0.00063017 | 391 | #NAME?
392 | 6.5333 | 0 | 0.0031489 | 1.4929e-19 | 0 | 0.0031489 | 9.9233e-09 | 0 | 9.9233e-09 | 1.6539e-10 | 0.0017791 | 0.0017775 | 0.0017775 | #NAME? | 392 | 0 | 0.00063037 | 0.00063017 | 0.00063017 | 392 | #NAME?
393 | 6.55 | 0 | 0.0031489 | 1.3457e-19 | 0 | 0.0031489 | 8.9446e-09 | 0 | 8.9446e-09 | 1.4908e-10 | 0.0017791 | 0.0017775 | 0.0017775 | #NAME? | 393 | 0 | 0.00063037 | 0.00063017 | 0.00063017 | 393 | #NAME?
394 | 6.5667 | 0 | 0.0031489 | 1.213e-19 | 0 | 0.0031489 | 8.0625e-09 | 0 | 8.0625e-09 | 1.3437e-10 | 0.0017791 | 0.0017775 | 0.0017775 | #NAME? | 394 | 0 | 0.00063037 | 0.00063017 | 0.00063017 | 394 | #NAME?
395 | 6.5833 | 0 | 0.0031489 | 1.0933e-19 | 0 | 0.0031489 | 7.2673e-09 | 0 | 7.2673e-09 | 1.2112e-10 | 0.0017791 | 0.0017775 | 0.0017775 | #NAME? | 395 | 0 | 0.00063037 | 0.00063017 | 0.00063017 | 395 | #NAME?
396 | 6.6 | 0 | 0.0031489 | 9.8551e-20 | 0 | 0.0031489 | 6.5506e-09 | 0 | 6.5506e-09 | 1.0918e-10 | 0.0017791 | 0.0017775 | 0.0017775 | #NAME? | 396 | 0 | 0.00063037 | 0.00063017 | 0.00063017 | 396 | #NAME?
397 | 6.6167 | 0 | 0.0031489 | 8.8831e-20 | 0 | 0.0031489 | 5.9045e-09 | 0 | 5.9045e-09 | 9.8409e-11 | 0.0017791 | 0.0017775 | 0.0017775 | #NAME? | 397 | 0 | 0.00063037 | 0.00063017 | 0.00063017 | 397 | #NAME?
398 | 6.6333 | 0 | 0.0031489 | 8.007e-20 | 0 | 0.0031489 | 5.3222e-09 | 0 | 5.3222e-09 | 8.8703e-11 | 0.0017791 | 0.0017775 | 0.0017775 | #NAME? | 398 | 0 | 0.00063037 | 0.00063017 | 0.00063017 | 398 | #NAME?
399 | 6.65 | 0 | 0.0031489 | 7.2173e-20 | 0 | 0.0031489 | 4.7973e-09 | 0 | 4.7973e-09 | 7.9955e-11 | 0.0017791 | 0.0017775 | 0.0017775 | #NAME? | 399 | 0 | 0.00063037 | 0.00063017 | 0.00063017 | 399 | #NAME?
400 | 6.6667 | 0 | 0.0031489 | 6.5055e-20 | 0 | 0.0031489 | 4.3242e-09 | 0 | 4.3242e-09 | 7.2069e-11 | 0.0017791 | 0.0017775 | 0.0017775 | #NAME? | 400 | 0 | 0.00063037 | 0.00063017 | 0.00063017 | 400 | #NAME?
401 | 6.6833 | 0 | 0.0031489 | 5.8639e-20 | 0 | 0.0031489 | 3.8977e-09 | 0 | 3.8977e-09 | 6.4962e-11 | 0.0017791 | 0.0017775 | 0.0017775 | #NAME? | 401 | 0 | 0.00063037 | 0.00063017 | 0.00063017 | 401 | #NAME?
402 | 6.7 | 0 | 0.0031489 | 5.2856e-20 | 0 | 0.0031489 | 3.5133e-09 | 0 | 3.5133e-09 | 5.8555e-11 | 0.0017791 | 0.0017775 | 0.0017775 | #NAME? | 402 | 0 | 0.00063037 | 0.00063017 | 0.00063017 | 402 | #NAME?
403 | 6.7167 | 0 | 0.0031489 | 4.7643e-20 | 0 | 0.0031489 | 3.1668e-09 | 0 | 3.1668e-09 | 5.278e-11 | 0.0017791 | 0.0017775 | 0.0017775 | #NAME? | 403 | 0 | 0.00063037 | 0.00063017 | 0.00063017 | 403 | #NAME?
404 | 6.7333 | 0 | 0.0031489 | 4.2944e-20 | 0 | 0.0031489 | 2.8545e-09 | 0 | 2.8545e-09 | 4.7574e-11 | 0.0017791 | 0.0017775 | 0.0017775 | #NAME? | 404 | 0 | 0.00063037 | 0.00063017 | 0.00063017 | 404 | #NAME?
405 | 6.75 | 0 | 0.0031489 | 3.8709e-20 | 0 | 0.0031489 | 2.5729e-09 | 0 | 2.5729e-09 | 4.2882e-11 | 0.0017791 | 0.0017775 | 0.0017775 | #NAME? | 405 | 0 | 0.00063037 | 0.00063017 | 0.00063017 | 405 | #NAME?
406 | 6.7667 | 0 | 0.0031489 | 3.4891e-20 | 0 | 0.0031489 | 2.3192e-09 | 0 | 2.3192e-09 | 3.8653e-11 | 0.0017791 | 0.0017775 | 0.0017775 | #NAME? | 406 | 0 | 0.00063037 | 0.00063017 | 0.00063017 | 406 | #NAME?
407 | 6.7833 | 0 | 0.0031489 | 3.145e-20 | 0 | 0.0031489 | 2.0905e-09 | 0 | 2.0905e-09 | 3.4841e-11 | 0.0017791 | 0.0017775 | 0.0017775 | #NAME? | 407 | 0 | 0.00063037 | 0.00063017 | 0.00063017 | 407 | #NAME?
408 | 6.8 | 0 | 0.0031489 | 2.8348e-20 | 0 | 0.0031489 | 1.8843e-09 | 0 | 1.8843e-09 | 3.1405e-11 | 0.0017791 | 0.0017775 | 0.0017775 | #NAME? | 408 | 0 | 0.00063037 | 0.00063017 | 0.00063017 | 408 | #NAME?
409 | 6.8167 | 0 | 0.0031489 | 2.5553e-20 | 0 | 0.0031489 | 1.6985e-09 | 0 | 1.6985e-09 | 2.8308e-11 | 0.0017791 | 0.0017775 | 0.0017775 | #NAME? | 409 | 0 | 0.00063037 | 0.00063017 | 0.00063017 | 409 | #NAME?
410 | 6.8333 | 0 | 0.0031489 | 2.3032e-20 | 0 | 0.0031489 | 1.5309e-09 | 0 | 1.5309e-09 | 2.5516e-11 | 0.0017791 | 0.0017775 | 0.0017775 | #NAME? | 410 | 0 | 0.00063037 | 0.00063017 | 0.00063017 | 410 | #NAME?
411 | 6.85 | 0 | 0.0031489 | 2.0761e-20 | 0 | 0.0031489 | 1.38e-09 | 0 | 1.38e-09 | 2.2999e-11 | 0.0017791 | 0.0017775 | 0.0017775 | #NAME? | 411 | 0 | 0.00063037 | 0.00063017 | 0.00063017 | 411 | #NAME?
412 | 6.8667 | 0 | 0.0031489 | 1.8713e-20 | 0 | 0.0031489 | 1.2439e-09 | 0 | 1.2439e-09 | 2.0731e-11 | 0.0017791 | 0.0017775 | 0.0017775 | #NAME? | 412 | 0 | 0.00063037 | 0.00063017 | 0.00063017 | 412 | #NAME?
413 | 6.8833 | 0 | 0.0031489 | 1.6868e-20 | 0 | 0.0031489 | 1.1212e-09 | 0 | 1.1212e-09 | 1.8686e-11 | 0.0017791 | 0.0017775 | 0.0017775 | #NAME? | 413 | 0 | 0.00063037 | 0.00063017 | 0.00063017 | 413 | #NAME?
414 | 6.9 | 0 | 0.0031489 | 1.5204e-20 | 0 | 0.0031489 | 1.0106e-09 | 0 | 1.0106e-09 | 1.6843e-11 | 0.0017791 | 0.0017775 | 0.0017775 | #NAME? | 414 | 0 | 0.00063037 | 0.00063017 | 0.00063017 | 414 | #NAME?
415 | 6.9167 | 0 | 0.0031489 | 1.3705e-20 | 0 | 0.0031489 | 9.1094e-10 | 0 | 9.1094e-10 | 1.5182e-11 | 0.0017791 | 0.0017775 | 0.0017775 | #NAME? | 415 | 0 | 0.00063037 | 0.00063017 | 0.00063017 | 415 | #NAME?
416 | 6.9333 | 0 | 0.0031489 | 1.2353e-20 | 0 | 0.0031489 | 8.211e-10 | 0 | 8.211e-10 | 1.3685e-11 | 0.0017791 | 0.0017775 | 0.0017775 | #NAME? | 416 | 0 | 0.00063037 | 0.00063017 | 0.00063017 | 416 | #NAME?
417 | 6.95 | 0 | 0.0031489 | 1.1135e-20 | 0 | 0.0031489 | 7.4012e-10 | 0 | 7.4012e-10 | 1.2335e-11 | 0.0017791 | 0.0017775 | 0.0017775 | #NAME? | 417 | 0 | 0.00063037 | 0.00063017 | 0.00063017 | 417 | #NAME?
418 | 6.9667 | 0 | 0.0031489 | 1.0037e-20 | 0 | 0.0031489 | 6.6712e-10 | 0 | 6.6712e-10 | 1.1119e-11 | 0.0017791 | 0.0017775 | 0.0017775 | #NAME? | 418 | 0 | 0.00063037 | 0.00063017 | 0.00063017 | 418 | #NAME?
419 | 6.9833 | 0 | 0.0031489 | 9.0468e-21 | 0 | 0.0031489 | 6.0133e-10 | 0 | 6.0133e-10 | 1.0022e-11 | 0.0017791 | 0.0017775 | 0.0017775 | #NAME? | 419 | 0 | 0.00063037 | 0.00063017 | 0.00063017 | 419 | #NAME?
420 | 7 | 0 | 0.0031489 | 8.1545e-21 | 0 | 0.0031489 | 5.4202e-10 | 0 | 5.4202e-10 | 9.0337e-12 | 0.0017791 | 0.0017775 | 0.0017775 | #NAME? | 420 | 0 | 0.00063037 | 0.00063017 | 0.00063017 | 420 | #NAME?
421 | 7.0167 | 0 | 0.0031489 | 7.3503e-21 | 0 | 0.0031489 | 4.8857e-10 | 0 | 4.8857e-10 | 8.1428e-12 | 0.0017791 | 0.0017775 | 0.0017775 | #NAME? | 421 | 0 | 0.00063037 | 0.00063017 | 0.00063017 | 421 | #NAME?
422 | 7.0333 | 0 | 0.0031489 | 6.6254e-21 | 0 | 0.0031489 | 4.4038e-10 | 0 | 4.4038e-10 | 7.3397e-12 | 0.0017791 | 0.0017775 | 0.0017775 | #NAME? | 422 | 0 | 0.00063037 | 0.00063017 | 0.00063017 | 422 | #NAME?
423 | 7.05 | 0 | 0.0031489 | 5.9719e-21 | 0 | 0.0031489 | 3.9695e-10 | 0 | 3.9695e-10 | 6.6158e-12 | 0.0017791 | 0.0017775 | 0.0017775 | #NAME? | 423 | 0 | 0.00063037 | 0.00063017 | 0.00063017 | 423 | #NAME?
424 | 7.0667 | 0 | 0.0031489 | 5.383e-21 | 0 | 0.0031489 | 3.578e-10 | 0 | 3.578e-10 | 5.9633e-12 | 0.0017791 | 0.0017775 | 0.0017775 | #NAME? | 424 | 0 | 0.00063037 | 0.00063017 | 0.00063017 | 424 | #NAME?
425 | 7.0833 | 0 | 0.0031489 | 4.8521e-21 | 0 | 0.0031489 | 3.2251e-10 | 0 | 3.2251e-10 | 5.3752e-12 | 0.0017791 | 0.0017775 | 0.0017775 | #NAME? | 425 | 0 | 0.00063037 | 0.00063017 | 0.00063017 | 425 | #NAME?
426 | 7.1 | 0 | 0.0031489 | 4.3735e-21 | 0 | 0.0031489 | 2.907e-10 | 0 | 2.907e-10 | 4.8451e-12 | 0.0017791 | 0.0017775 | 0.0017775 | #NAME? | 426 | 0 | 0.00063037 | 0.00063017 | 0.00063017 | 426 | #NAME?
427 | 7.1167 | 0 | 0.0031489 | 3.9422e-21 | 0 | 0.0031489 | 2.6203e-10 | 0 | 2.6203e-10 | 4.3672e-12 | 0.0017791 | 0.0017775 | 0.0017775 | #NAME? | 427 | 0 | 0.00063037 | 0.00063017 | 0.00063017 | 427 | #NAME?
428 | 7.1333 | 0 | 0.0031489 | 3.5534e-21 | 0 | 0.0031489 | 2.3619e-10 | 0 | 2.3619e-10 | 3.9365e-12 | 0.0017791 | 0.0017775 | 0.0017775 | #NAME? | 428 | 0 | 0.00063037 | 0.00063017 | 0.00063017 | 428 | #NAME?
429 | 7.15 | 0 | 0.0031489 | 3.203e-21 | 0 | 0.0031489 | 2.129e-10 | 0 | 2.129e-10 | 3.5483e-12 | 0.0017791 | 0.0017775 | 0.0017775 | #NAME? | 429 | 0 | 0.00063037 | 0.00063017 | 0.00063017 | 429 | #NAME?
430 | 7.1667 | 0 | 0.0031489 | 2.8871e-21 | 0 | 0.0031489 | 1.919e-10 | 0 | 1.919e-10 | 3.1983e-12 | 0.0017791 | 0.0017775 | 0.0017775 | #NAME? | 430 | 0 | 0.00063037 | 0.00063017 | 0.00063017 | 430 | #NAME?
431 | 7.1833 | 0 | 0.0031489 | 2.6023e-21 | 0 | 0.0031489 | 1.7297e-10 | 0 | 1.7297e-10 | 2.8829e-12 | 0.0017791 | 0.0017775 | 0.0017775 | #NAME? | 431 | 0 | 0.00063037 | 0.00063017 | 0.00063017 | 431 | #NAME?
432 | 7.2 | 0 | 0.0031489 | 2.3457e-21 | 0 | 0.0031489 | 1.5591e-10 | 0 | 1.5591e-10 | 2.5986e-12 | 0.0017791 | 0.0017775 | 0.0017775 | #NAME? | 432 | 0 | 0.00063037 | 0.00063017 | 0.00063017 | 432 | #NAME?
433 | 7.2167 | 0 | 0.0031489 | 2.1143e-21 | 0 | 0.0031489 | 1.4054e-10 | 0 | 1.4054e-10 | 2.3423e-12 | 0.0017791 | 0.0017775 | 0.0017775 | #NAME? | 433 | 0 | 0.00063037 | 0.00063017 | 0.00063017 | 433 | #NAME?
434 | 7.2333 | 0 | 0.0031489 | 1.9058e-21 | 0 | 0.0031489 | 1.2668e-10 | 0 | 1.2668e-10 | 2.1113e-12 | 0.0017791 | 0.0017775 | 0.0017775 | #NAME? | 434 | 0 | 0.00063037 | 0.00063017 | 0.00063017 | 434 | #NAME?
435 | 7.25 | 0 | 0.0031489 | 1.7178e-21 | 0 | 0.0031489 | 1.1418e-10 | 0 | 1.1418e-10 | 1.9031e-12 | 0.0017791 | 0.0017775 | 0.0017775 | #NAME? | 435 | 0 | 0.00063037 | 0.00063017 | 0.00063017 | 435 | #NAME?
436 | 7.2667 | 0 | 0.0031489 | 1.5484e-21 | 0 | 0.0031489 | 1.0292e-10 | 0 | 1.0292e-10 | 1.7154e-12 | 0.0017791 | 0.0017775 | 0.0017775 | #NAME? | 436 | 0 | 0.00063037 | 0.00063017 | 0.00063017 | 436 | #NAME?
437 | 7.2833 | 0 | 0.0031489 | 1.3957e-21 | 0 | 0.0031489 | 9.2772e-11 | 0 | 9.2772e-11 | 1.5462e-12 | 0.0017791 | 0.0017775 | 0.0017775 | #NAME? | 437 | 0 | 0.00063037 | 0.00063017 | 0.00063017 | 437 | #NAME?
438 | 7.3 | 0 | 0.0031489 | 1.2581e-21 | 0 | 0.0031489 | 8.3622e-11 | 0 | 8.3622e-11 | 1.3937e-12 | 0.0017791 | 0.0017775 | 0.0017775 | #NAME? | 438 | 0 | 0.00063037 | 0.00063017 | 0.00063017 | 438 | #NAME?
439 | 7.3167 | 0 | 0.0031489 | 1.134e-21 | 0 | 0.0031489 | 7.5375e-11 | 0 | 7.5375e-11 | 1.2562e-12 | 0.0017791 | 0.0017775 | 0.0017775 | #NAME? | 439 | 0 | 0.00063037 | 0.00063017 | 0.00063017 | 439 | #NAME?
440 | 7.3333 | 0 | 0.0031489 | 1.0221e-21 | 0 | 0.0031489 | 6.7941e-11 | 0 | 6.7941e-11 | 1.1324e-12 | 0.0017791 | 0.0017775 | 0.0017775 | #NAME? | 440 | 0 | 0.00063037 | 0.00063017 | 0.00063017 | 440 | #NAME?
441 | 7.35 | 0 | 0.0031489 | 9.2134e-22 | 0 | 0.0031489 | 6.124e-11 | 0 | 6.124e-11 | 1.0207e-12 | 0.0017791 | 0.0017775 | 0.0017775 | #NAME? | 441 | 0 | 0.00063037 | 0.00063017 | 0.00063017 | 441 | #NAME?
442 | 7.3667 | 0 | 0.0031489 | 8.3047e-22 | 0 | 0.0031489 | 5.5201e-11 | 0 | 5.5201e-11 | 9.2001e-13 | 0.0017791 | 0.0017775 | 0.0017775 | #NAME? | 442 | 0 | 0.00063037 | 0.00063017 | 0.00063017 | 442 | #NAME?
443 | 7.3833 | 0 | 0.0031489 | 7.4857e-22 | 0 | 0.0031489 | 4.9756e-11 | 0 | 4.9756e-11 | 8.2927e-13 | 0.0017791 | 0.0017775 | 0.0017775 | #NAME? | 443 | 0 | 0.00063037 | 0.00063017 | 0.00063017 | 443 | #NAME?
444 | 7.4 | 0 | 0.0031489 | 6.7474e-22 | 0 | 0.0031489 | 4.4849e-11 | 0 | 4.4849e-11 | 7.4749e-13 | 0.0017791 | 0.0017775 | 0.0017775 | #NAME? | 444 | 0 | 0.00063037 | 0.00063017 | 0.00063017 | 444 | #NAME?
445 | 7.4167 | 0 | 0.0031489 | 6.0819e-22 | 0 | 0.0031489 | 4.0426e-11 | 0 | 4.0426e-11 | 6.7377e-13 | 0.0017791 | 0.0017775 | 0.0017775 | #NAME? | 445 | 0 | 0.00063037 | 0.00063017 | 0.00063017 | 445 | #NAME?
446 | 7.4333 | 0 | 0.0031489 | 5.4821e-22 | 0 | 0.0031489 | 3.6439e-11 | 0 | 3.6439e-11 | 6.0732e-13 | 0.0017791 | 0.0017775 | 0.0017775 | #NAME? | 446 | 0 | 0.00063037 | 0.00063017 | 0.00063017 | 446 | #NAME?
447 | 7.45 | 0 | 0.0031489 | 4.9414e-22 | 0 | 0.0031489 | 3.2845e-11 | 0 | 3.2845e-11 | 5.4742e-13 | 0.0017791 | 0.0017775 | 0.0017775 | #NAME? | 447 | 0 | 0.00063037 | 0.00063017 | 0.00063017 | 447 | #NAME?
448 | 7.4667 | 0 | 0.0031489 | 4.4541e-22 | 0 | 0.0031489 | 2.9606e-11 | 0 | 2.9606e-11 | 4.9343e-13 | 0.0017791 | 0.0017775 | 0.0017775 | #NAME? | 448 | 0 | 0.00063037 | 0.00063017 | 0.00063017 | 448 | #NAME?
449 | 7.4833 | 0 | 0.0031489 | 4.0148e-22 | 0 | 0.0031489 | 2.6686e-11 | 0 | 2.6686e-11 | 4.4477e-13 | 0.0017791 | 0.0017775 | 0.0017775 | #NAME? | 449 | 0 | 0.00063037 | 0.00063017 | 0.00063017 | 449 | #NAME?
450 | 7.5 | 0 | 0.0031489 | 3.6189e-22 | 0 | 0.0031489 | 2.4054e-11 | 0 | 2.4054e-11 | 4.009e-13 | 0.0017791 | 0.0017775 | 0.0017775 | #NAME? | 450 | 0 | 0.00063037 | 0.00063017 | 0.00063017 | 450 | #NAME?
451 | 7.5167 | 0 | 0.0031489 | 3.2619e-22 | 0 | 0.0031489 | 2.1682e-11 | 0 | 2.1682e-11 | 3.6136e-13 | 0.0017791 | 0.0017775 | 0.0017775 | #NAME? | 451 | 0 | 0.00063037 | 0.00063017 | 0.00063017 | 451 | #NAME?
452 | 7.5333 | 0 | 0.0031489 | 2.9402e-22 | 0 | 0.0031489 | 1.9543e-11 | 0 | 1.9543e-11 | 3.2572e-13 | 0.0017791 | 0.0017775 | 0.0017775 | #NAME? | 452 | 0 | 0.00063037 | 0.00063017 | 0.00063017 | 452 | #NAME?
453 | 7.55 | 0 | 0.0031489 | 2.6503e-22 | 0 | 0.0031489 | 1.7616e-11 | 0 | 1.7616e-11 | 2.936e-13 | 0.0017791 | 0.0017775 | 0.0017775 | #NAME? | 453 | 0 | 0.00063037 | 0.00063017 | 0.00063017 | 453 | #NAME?
454 | 7.5667 | 0 | 0.0031489 | 2.3889e-22 | 0 | 0.0031489 | 1.5879e-11 | 0 | 1.5879e-11 | 2.6464e-13 | 0.0017791 | 0.0017775 | 0.0017775 | #NAME? | 454 | 0 | 0.00063037 | 0.00063017 | 0.00063017 | 454 | #NAME?
455 | 7.5833 | 0 | 0.0031489 | 2.1533e-22 | 0 | 0.0031489 | 1.4313e-11 | 0 | 1.4313e-11 | 2.3854e-13 | 0.0017791 | 0.0017775 | 0.0017775 | #NAME? | 455 | 0 | 0.00063037 | 0.00063017 | 0.00063017 | 455 | #NAME?
456 | 7.6 | 0 | 0.0031489 | 1.9409e-22 | 0 | 0.0031489 | 1.2901e-11 | 0 | 1.2901e-11 | 2.1502e-13 | 0.0017791 | 0.0017775 | 0.0017775 | #NAME? | 456 | 0 | 0.00063037 | 0.00063017 | 0.00063017 | 456 | #NAME?
457 | 7.6167 | 0 | 0.0031489 | 1.7495e-22 | 0 | 0.0031489 | 1.1629e-11 | 0 | 1.1629e-11 | 1.9381e-13 | 0.0017791 | 0.0017775 | 0.0017775 | #NAME? | 457 | 0 | 0.00063037 | 0.00063017 | 0.00063017 | 457 | #NAME?
458 | 7.6333 | 0 | 0.0031489 | 1.5769e-22 | 0 | 0.0031489 | 1.0482e-11 | 0 | 1.0482e-11 | 1.747e-13 | 0.0017791 | 0.0017775 | 0.0017775 | #NAME? | 458 | 0 | 0.00063037 | 0.00063017 | 0.00063017 | 458 | #NAME?
459 | 7.65 | 0 | 0.0031489 | 1.4214e-22 | 0 | 0.0031489 | 9.448e-12 | 0 | 9.448e-12 | 1.5747e-13 | 0.0017791 | 0.0017775 | 0.0017775 | #NAME? | 459 | 0 | 0.00063037 | 0.00063017 | 0.00063017 | 459 | #NAME?
460 | 7.6667 | 0 | 0.0031489 | 1.2812e-22 | 0 | 0.0031489 | 8.5162e-12 | 0 | 8.5162e-12 | 1.4194e-13 | 0.0017791 | 0.0017775 | 0.0017775 | #NAME? | 460 | 0 | 0.00063037 | 0.00063017 | 0.00063017 | 460 | #NAME?
461 | 7.6833 | 0 | 0.0031489 | 1.1549e-22 | 0 | 0.0031489 | 7.6763e-12 | 0 | 7.6763e-12 | 1.2794e-13 | 0.0017791 | 0.0017775 | 0.0017775 | #NAME? | 461 | 0 | 0.00063037 | 0.00063017 | 0.00063017 | 461 | #NAME?
462 | 7.7 | 0 | 0.0031489 | 1.041e-22 | 0 | 0.0031489 | 6.9192e-12 | 0 | 6.9192e-12 | 1.1532e-13 | 0.0017791 | 0.0017775 | 0.0017775 | #NAME? | 462 | 0 | 0.00063037 | 0.00063017 | 0.00063017 | 462 | #NAME?
463 | 7.7167 | 0 | 0.0031489 | 9.3831e-23 | 0 | 0.0031489 | 6.2368e-12 | 0 | 6.2368e-12 | 1.0395e-13 | 0.0017791 | 0.0017775 | 0.0017775 | #NAME? | 463 | 0 | 0.00063037 | 0.00063017 | 0.00063017 | 463 | #NAME?
464 | 7.7333 | 0 | 0.0031489 | 8.4577e-23 | 0 | 0.0031489 | 5.6217e-12 | 0 | 5.6217e-12 | 9.3696e-14 | 0.0017791 | 0.0017775 | 0.0017775 | #NAME? | 464 | 0 | 0.00063037 | 0.00063017 | 0.00063017 | 464 | #NAME?
465 | 7.75 | 0 | 0.0031489 | 7.6236e-23 | 0 | 0.0031489 | 5.0673e-12 | 0 | 5.0673e-12 | 8.4455e-14 | 0.0017791 | 0.0017775 | 0.0017775 | #NAME? | 465 | 0 | 0.00063037 | 0.00063017 | 0.00063017 | 465 | #NAME?
466 | 7.7667 | 0 | 0.0031489 | 6.8717e-23 | 0 | 0.0031489 | 4.5675e-12 | 0 | 4.5675e-12 | 7.6126e-14 | 0.0017791 | 0.0017775 | 0.0017775 | #NAME? | 466 | 0 | 0.00063037 | 0.00063017 | 0.00063017 | 466 | #NAME?
467 | 7.7833 | 0 | 0.0031489 | 6.194e-23 | 0 | 0.0031489 | 4.1171e-12 | 0 | 4.1171e-12 | 6.8618e-14 | 0.0017791 | 0.0017775 | 0.0017775 | #NAME? | 467 | 0 | 0.00063037 | 0.00063017 | 0.00063017 | 467 | #NAME?
468 | 7.8 | 0 | 0.0031489 | 5.5831e-23 | 0 | 0.0031489 | 3.711e-12 | 0 | 3.711e-12 | 6.185e-14 | 0.0017791 | 0.0017775 | 0.0017775 | #NAME? | 468 | 0 | 0.00063037 | 0.00063017 | 0.00063017 | 468 | #NAME?
469 | 7.8167 | 0 | 0.0031489 | 5.0325e-23 | 0 | 0.0031489 | 3.345e-12 | 0 | 3.345e-12 | 5.575e-14 | 0.0017791 | 0.0017775 | 0.0017775 | #NAME? | 469 | 0 | 0.00063037 | 0.00063017 | 0.00063017 | 469 | #NAME?
470 | 7.8333 | 0 | 0.0031489 | 4.5361e-23 | 0 | 0.0031489 | 3.0151e-12 | 0 | 3.0151e-12 | 5.0252e-14 | 0.0017791 | 0.0017775 | 0.0017775 | #NAME? | 470 | 0 | 0.00063037 | 0.00063017 | 0.00063017 | 470 | #NAME?
471 | 7.85 | 0 | 0.0031489 | 4.0888e-23 | 0 | 0.0031489 | 2.7178e-12 | 0 | 2.7178e-12 | 4.5296e-14 | 0.0017791 | 0.0017775 | 0.0017775 | #NAME? | 471 | 0 | 0.00063037 | 0.00063017 | 0.00063017 | 471 | #NAME?
472 | 7.8667 | 0 | 0.0031489 | 3.6855e-23 | 0 | 0.0031489 | 2.4497e-12 | 0 | 2.4497e-12 | 4.0829e-14 | 0.0017791 | 0.0017775 | 0.0017775 | #NAME? | 472 | 0 | 0.00063037 | 0.00063017 | 0.00063017 | 472 | #NAME?
473 | 7.8833 | 0 | 0.0031489 | 3.322e-23 | 0 | 0.0031489 | 2.2081e-12 | 0 | 2.2081e-12 | 3.6802e-14 | 0.0017791 | 0.0017775 | 0.0017775 | #NAME? | 473 | 0 | 0.00063037 | 0.00063017 | 0.00063017 | 473 | #NAME?
474 | 7.9 | 0 | 0.0031489 | 2.9944e-23 | 0 | 0.0031489 | 1.9903e-12 | 0 | 1.9903e-12 | 3.3172e-14 | 0.0017791 | 0.0017775 | 0.0017775 | #NAME? | 474 | 0 | 0.00063037 | 0.00063017 | 0.00063017 | 474 | #NAME?
475 | 7.9167 | 0 | 0.0031489 | 2.6991e-23 | 0 | 0.0031489 | 1.794e-12 | 0 | 1.794e-12 | 2.9901e-14 | 0.0017791 | 0.0017775 | 0.0017775 | #NAME? | 475 | 0 | 0.00063037 | 0.00063017 | 0.00063017 | 475 | #NAME?
476 | 7.9333 | 0 | 0.0031489 | 2.4329e-23 | 0 | 0.0031489 | 1.6171e-12 | 0 | 1.6171e-12 | 2.6952e-14 | 0.0017791 | 0.0017775 | 0.0017775 | #NAME? | 476 | 0 | 0.00063037 | 0.00063017 | 0.00063017 | 476 | #NAME?
477 | 7.95 | 0 | 0.0031489 | 2.1929e-23 | 0 | 0.0031489 | 1.4576e-12 | 0 | 1.4576e-12 | 2.4294e-14 | 0.0017791 | 0.0017775 | 0.0017775 | #NAME? | 477 | 0 | 0.00063037 | 0.00063017 | 0.00063017 | 477 | #NAME?
478 | 7.9667 | 0 | 0.0031489 | 1.9767e-23 | 0 | 0.0031489 | 1.3139e-12 | 0 | 1.3139e-12 | 2.1898e-14 | 0.0017791 | 0.0017775 | 0.0017775 | #NAME? | 478 | 0 | 0.00063037 | 0.00063017 | 0.00063017 | 478 | #NAME?
479 | 7.9833 | 0 | 0.0031489 | 1.7817e-23 | 0 | 0.0031489 | 1.1843e-12 | 0 | 1.1843e-12 | 1.9738e-14 | 0.0017791 | 0.0017775 | 0.0017775 | #NAME? | 479 | 0 | 0.00063037 | 0.00063017 | 0.00063017 | 479 | #NAME?
480 | 8 | 0 | 0.0031489 | 1.606e-23 | 0 | 0.0031489 | 1.0675e-12 | 0 | 1.0675e-12 | 1.7791e-14 | 0.0017791 | 0.0017775 | 0.0017775 | #NAME? | 480 | 0 | 0.00063037 | 0.00063017 | 0.00063017 | 480 | #NAME?

## TECERQ3
| Enter (hr) | Exit (hr) | Erq (quanta/hr)
Susc. Occ. A | 0 | 0.5 | --
Inf. Occ. t(0) | 0 | 0.5 | 0.62664
Inf. Occ. #2 | 4 | 4.5 | 0.62664
[12 empty] | risk Erq | [5 empty] | risk Erq
| I = | 1 |  |  | Yes | [6 empty] | probability | 1 |  |  |  |  | probability | 1
|  | Inf. Occ. t(0) | Inf. Occ. t(0) | Inf. Occ. t(0) | Inf. Occ. #2 | Inf. Occ #2 | Inf. Occ #2 | no | Total | Continuous Occupancy | [5 empty] | Susceptible Occupant A
time (min) | time (hr) | quanta/hr | quanta/m3 occ | quanta/m3 | quanta/hr | quanta/m3 occ | quanta/m3 | quanta/m3 | quanta/m3 | n(t)dt | Dq | PI | R | Occupancy | time (min) | n(t)dt | Dq | PI | R | time (min) | Occupancy
0.1 | 0.0016667 | 0.62664 | 1.2252e-06 | 1.2252e-06 | 0 | 0 | 0 | 0 | 1.2252e-06 | [10 empty] | 0.1
1 | 0.016667 | 0.62664 | 1.1698e-05 | 1.1698e-05 | 0 | 0 | 0 | 0 | 1.1698e-05 | 1.7547e-07 | 9.4756e-08 | 9.4756e-08 | 9.4756e-08 | #NAME? | 1 | 1.7547e-07 | 9.4756e-08 | 9.4756e-08 | 9.4756e-08 | 1 | #NAME?
2 | 0.033333 | 0.62664 | 2.2243e-05 | 2.2243e-05 | 0 | 0 | 0 | 0 | 2.2243e-05 | 3.7071e-07 | 2.9494e-07 | 2.9494e-07 | 2.9494e-07 | #NAME? | 2 | 3.7071e-07 | 2.9494e-07 | 2.9494e-07 | 2.9494e-07 | 2 | #NAME?
3 | 0.05 | 0.62664 | 3.1747e-05 | 3.1747e-05 | 0 | 0 | 0 | 0 | 3.1747e-05 | 5.2912e-07 | 5.8067e-07 | 5.8067e-07 | 5.8067e-07 | #NAME? | 3 | 5.2912e-07 | 5.8067e-07 | 5.8067e-07 | 5.8067e-07 | 3 | #NAME?
4 | 0.066667 | 0.62664 | 4.0315e-05 | 4.0315e-05 | 0 | 0 | 0 | 0 | 4.0315e-05 | 6.7191e-07 | 9.435e-07 | 9.435e-07 | 9.435e-07 | #NAME? | 4 | 6.7191e-07 | 9.435e-07 | 9.435e-07 | 9.435e-07 | 4 | #NAME?
5 | 0.083333 | 0.62664 | 4.8037e-05 | 4.8037e-05 | 0 | 0 | 0 | 0 | 4.8037e-05 | 8.0061e-07 | 1.3758e-06 | 1.3758e-06 | 1.3758e-06 | #NAME? | 5 | 8.0061e-07 | 1.3758e-06 | 1.3758e-06 | 1.3758e-06 | 5 | #NAME?
6 | 0.1 | 0.62664 | 5.4997e-05 | 5.4997e-05 | 0 | 0 | 0 | 0 | 5.4997e-05 | 9.1662e-07 | 1.8708e-06 | 1.8708e-06 | 1.8708e-06 | #NAME? | 6 | 9.1662e-07 | 1.8708e-06 | 1.8708e-06 | 1.8708e-06 | 6 | #NAME?
7 | 0.11667 | 0.62664 | 6.1272e-05 | 6.1272e-05 | 0 | 0 | 0 | 0 | 6.1272e-05 | 1.0212e-06 | 2.4223e-06 | 2.4222e-06 | 2.4222e-06 | #NAME? | 7 | 1.0212e-06 | 2.4223e-06 | 2.4222e-06 | 2.4222e-06 | 7 | #NAME?
8 | 0.13333 | 0.62664 | 6.6927e-05 | 6.6927e-05 | 0 | 0 | 0 | 0 | 6.6927e-05 | 1.1154e-06 | 3.0246e-06 | 3.0246e-06 | 3.0246e-06 | #NAME? | 8 | 1.1154e-06 | 3.0246e-06 | 3.0246e-06 | 3.0246e-06 | 8 | #NAME?
9 | 0.15 | 0.62664 | 7.2025e-05 | 7.2025e-05 | 0 | 0 | 0 | 0 | 7.2025e-05 | 1.2004e-06 | 3.6728e-06 | 3.6728e-06 | 3.6728e-06 | #NAME? | 9 | 1.2004e-06 | 3.6728e-06 | 3.6728e-06 | 3.6728e-06 | 9 | #NAME?
10 | 0.16667 | 0.62664 | 7.6619e-05 | 7.6619e-05 | 0 | 0 | 0 | 0 | 7.6619e-05 | 1.277e-06 | 4.3624e-06 | 4.3624e-06 | 4.3624e-06 | #NAME? | 10 | 1.277e-06 | 4.3624e-06 | 4.3624e-06 | 4.3624e-06 | 10 | #NAME?
11 | 0.18333 | 0.62664 | 8.0761e-05 | 8.0761e-05 | 0 | 0 | 0 | 0 | 8.0761e-05 | 1.346e-06 | 5.0892e-06 | 5.0892e-06 | 5.0892e-06 | #NAME? | 11 | 1.346e-06 | 5.0892e-06 | 5.0892e-06 | 5.0892e-06 | 11 | #NAME?
12 | 0.2 | 0.62664 | 8.4494e-05 | 8.4494e-05 | 0 | 0 | 0 | 0 | 8.4494e-05 | 1.4082e-06 | 5.8497e-06 | 5.8497e-06 | 5.8497e-06 | #NAME? | 12 | 1.4082e-06 | 5.8497e-06 | 5.8497e-06 | 5.8497e-06 | 12 | #NAME?
13 | 0.21667 | 0.62664 | 8.7859e-05 | 8.7859e-05 | 0 | 0 | 0 | 0 | 8.7859e-05 | 1.4643e-06 | 6.6404e-06 | 6.6404e-06 | 6.6404e-06 | #NAME? | 13 | 1.4643e-06 | 6.6404e-06 | 6.6404e-06 | 6.6404e-06 | 13 | #NAME?
14 | 0.23333 | 0.62664 | 9.0893e-05 | 9.0893e-05 | 0 | 0 | 0 | 0 | 9.0893e-05 | 1.5149e-06 | 7.4585e-06 | 7.4584e-06 | 7.4584e-06 | #NAME? | 14 | 1.5149e-06 | 7.4585e-06 | 7.4584e-06 | 7.4584e-06 | 14 | #NAME?
15 | 0.25 | 0.62664 | 9.3627e-05 | 9.3627e-05 | 0 | 0 | 0 | 0 | 9.3627e-05 | 1.5604e-06 | 8.3011e-06 | 8.3011e-06 | 8.3011e-06 | #NAME? | 15 | 1.5604e-06 | 8.3011e-06 | 8.3011e-06 | 8.3011e-06 | 15 | #NAME?
16 | 0.26667 | 0.62664 | 9.6091e-05 | 9.6091e-05 | 0 | 0 | 0 | 0 | 9.6091e-05 | 1.6015e-06 | 9.1659e-06 | 9.1659e-06 | 9.1659e-06 | #NAME? | 16 | 1.6015e-06 | 9.1659e-06 | 9.1659e-06 | 9.1659e-06 | 16 | #NAME?
17 | 0.28333 | 0.62664 | 9.8312e-05 | 9.8312e-05 | 0 | 0 | 0 | 0 | 9.8312e-05 | 1.6385e-06 | 1.0051e-05 | 1.0051e-05 | 1.0051e-05 | #NAME? | 17 | 1.6385e-06 | 1.0051e-05 | 1.0051e-05 | 1.0051e-05 | 17 | #NAME?
18 | 0.3 | 0.62664 | 0.00010031 | 0.00010031 | 0 | 0 | 0 | 0 | 0.00010031 | 1.6719e-06 | 1.0954e-05 | 1.0954e-05 | 1.0954e-05 | #NAME? | 18 | 1.6719e-06 | 1.0954e-05 | 1.0954e-05 | 1.0954e-05 | 18 | #NAME?
19 | 0.31667 | 0.62664 | 0.00010212 | 0.00010212 | 0 | 0 | 0 | 0 | 0.00010212 | 1.702e-06 | 1.1873e-05 | 1.1873e-05 | 1.1873e-05 | #NAME? | 19 | 1.702e-06 | 1.1873e-05 | 1.1873e-05 | 1.1873e-05 | 19 | #NAME?
20 | 0.33333 | 0.62664 | 0.00010375 | 0.00010375 | 0 | 0 | 0 | 0 | 0.00010375 | 1.7291e-06 | 1.2806e-05 | 1.2806e-05 | 1.2806e-05 | #NAME? | 20 | 1.7291e-06 | 1.2806e-05 | 1.2806e-05 | 1.2806e-05 | 20 | #NAME?
21 | 0.35 | 0.62664 | 0.00010521 | 0.00010521 | 0 | 0 | 0 | 0 | 0.00010521 | 1.7535e-06 | 1.3753e-05 | 1.3753e-05 | 1.3753e-05 | #NAME? | 21 | 1.7535e-06 | 1.3753e-05 | 1.3753e-05 | 1.3753e-05 | 21 | #NAME?
22 | 0.36667 | 0.62664 | 0.00010653 | 0.00010653 | 0 | 0 | 0 | 0 | 0.00010653 | 1.7756e-06 | 1.4712e-05 | 1.4712e-05 | 1.4712e-05 | #NAME? | 22 | 1.7756e-06 | 1.4712e-05 | 1.4712e-05 | 1.4712e-05 | 22 | #NAME?
23 | 0.38333 | 0.62664 | 0.00010773 | 0.00010773 | 0 | 0 | 0 | 0 | 0.00010773 | 1.7954e-06 | 1.5682e-05 | 1.5681e-05 | 1.5681e-05 | #NAME? | 23 | 1.7954e-06 | 1.5682e-05 | 1.5681e-05 | 1.5681e-05 | 23 | #NAME?
24 | 0.4 | 0.62664 | 0.0001088 | 0.0001088 | 0 | 0 | 0 | 0 | 0.0001088 | 1.8133e-06 | 1.6661e-05 | 1.6661e-05 | 1.6661e-05 | #NAME? | 24 | 1.8133e-06 | 1.6661e-05 | 1.6661e-05 | 1.6661e-05 | 24 | #NAME?
25 | 0.41667 | 0.62664 | 0.00010977 | 0.00010977 | 0 | 0 | 0 | 0 | 0.00010977 | 1.8295e-06 | 1.7649e-05 | 1.7649e-05 | 1.7649e-05 | #NAME? | 25 | 1.8295e-06 | 1.7649e-05 | 1.7649e-05 | 1.7649e-05 | 25 | #NAME?
26 | 0.43333 | 0.62664 | 0.00011064 | 0.00011064 | 0 | 0 | 0 | 0 | 0.00011064 | 1.844e-06 | 1.8644e-05 | 1.8644e-05 | 1.8644e-05 | #NAME? | 26 | 1.844e-06 | 1.8644e-05 | 1.8644e-05 | 1.8644e-05 | 26 | #NAME?
27 | 0.45 | 0.62664 | 0.00011143 | 0.00011143 | 0 | 0 | 0 | 0 | 0.00011143 | 1.8571e-06 | 1.9647e-05 | 1.9647e-05 | 1.9647e-05 | #NAME? | 27 | 1.8571e-06 | 1.9647e-05 | 1.9647e-05 | 1.9647e-05 | 27 | #NAME?
28 | 0.46667 | 0.62664 | 0.00011214 | 0.00011214 | 0 | 0 | 0 | 0 | 0.00011214 | 1.8689e-06 | 2.0657e-05 | 2.0656e-05 | 2.0656e-05 | #NAME? | 28 | 1.8689e-06 | 2.0657e-05 | 2.0656e-05 | 2.0656e-05 | 28 | #NAME?
29 | 0.48333 | 0.62664 | 0.00011277 | 0.00011277 | 0 | 0 | 0 | 0 | 0.00011277 | 1.8796e-06 | 2.1671e-05 | 2.1671e-05 | 2.1671e-05 | #NAME? | 29 | 1.8796e-06 | 2.1671e-05 | 2.1671e-05 | 2.1671e-05 | 29 | #NAME?
30 | 0.5 | 0.62664 | 0.00011335 | 0.00011335 | 0 | 0 | 0 | 0 | 0.00011335 | 1.8892e-06 | 2.2692e-05 | 2.2691e-05 | 2.2691e-05 | #NAME? | 30 | 1.8892e-06 | 2.2692e-05 | 2.2691e-05 | 2.2691e-05 | 30 | #NAME?
31 | 0.51667 | 0 | 0.00011335 | 0.00010217 | 0 | 0 | 0 | 0 | 0.00010217 | 1.7029e-06 | 2.3611e-05 | 2.3611e-05 | 2.3611e-05 | #NAME? | 31 | 0 | 2.2692e-05 | 2.2691e-05 | 2.2691e-05 | 31 | #NAME?
32 | 0.53333 | 0 | 0.00011335 | 9.2095e-05 | 0 | 0 | 0 | 0 | 9.2095e-05 | 1.5349e-06 | 2.444e-05 | 2.444e-05 | 2.444e-05 | #NAME? | 32 | 0 | 2.2692e-05 | 2.2691e-05 | 2.2691e-05 | 32 | #NAME?
33 | 0.55 | 0 | 0.00011335 | 8.3012e-05 | 0 | 0 | 0 | 0 | 8.3012e-05 | 1.3835e-06 | 2.5187e-05 | 2.5187e-05 | 2.5187e-05 | #NAME? | 33 | 0 | 2.2692e-05 | 2.2691e-05 | 2.2691e-05 | 33 | #NAME?
34 | 0.56667 | 0 | 0.00011335 | 7.4825e-05 | 0 | 0 | 0 | 0 | 7.4825e-05 | 1.2471e-06 | 2.5861e-05 | 2.586e-05 | 2.586e-05 | #NAME? | 34 | 0 | 2.2692e-05 | 2.2691e-05 | 2.2691e-05 | 34 | #NAME?
35 | 0.58333 | 0 | 0.00011335 | 6.7445e-05 | 0 | 0 | 0 | 0 | 6.7445e-05 | 1.1241e-06 | 2.6468e-05 | 2.6467e-05 | 2.6467e-05 | #NAME? | 35 | 0 | 2.2692e-05 | 2.2691e-05 | 2.2691e-05 | 35 | #NAME?
36 | 0.6 | 0 | 0.00011335 | 6.0793e-05 | 0 | 0 | 0 | 0 | 6.0793e-05 | 1.0132e-06 | 2.7015e-05 | 2.7014e-05 | 2.7014e-05 | #NAME? | 36 | 0 | 2.2692e-05 | 2.2691e-05 | 2.2691e-05 | 36 | #NAME?
37 | 0.61667 | 0 | 0.00011335 | 5.4798e-05 | 0 | 0 | 0 | 0 | 5.4798e-05 | 9.133e-07 | 2.7508e-05 | 2.7508e-05 | 2.7508e-05 | #NAME? | 37 | 0 | 2.2692e-05 | 2.2691e-05 | 2.2691e-05 | 37 | #NAME?
38 | 0.63333 | 0 | 0.00011335 | 4.9393e-05 | 0 | 0 | 0 | 0 | 4.9393e-05 | 8.2322e-07 | 2.7952e-05 | 2.7952e-05 | 2.7952e-05 | #NAME? | 38 | 0 | 2.2692e-05 | 2.2691e-05 | 2.2691e-05 | 38 | #NAME?
39 | 0.65 | 0 | 0.00011335 | 4.4522e-05 | 0 | 0 | 0 | 0 | 4.4522e-05 | 7.4203e-07 | 2.8353e-05 | 2.8353e-05 | 2.8353e-05 | #NAME? | 39 | 0 | 2.2692e-05 | 2.2691e-05 | 2.2691e-05 | 39 | #NAME?
40 | 0.66667 | 0 | 0.00011335 | 4.0131e-05 | 0 | 0 | 0 | 0 | 4.0131e-05 | 6.6885e-07 | 2.8714e-05 | 2.8714e-05 | 2.8714e-05 | #NAME? | 40 | 0 | 2.2692e-05 | 2.2691e-05 | 2.2691e-05 | 40 | #NAME?
41 | 0.68333 | 0 | 0.00011335 | 3.6173e-05 | 0 | 0 | 0 | 0 | 3.6173e-05 | 6.0288e-07 | 2.904e-05 | 2.9039e-05 | 2.9039e-05 | #NAME? | 41 | 0 | 2.2692e-05 | 2.2691e-05 | 2.2691e-05 | 41 | #NAME?
42 | 0.7 | 0 | 0.00011335 | 3.2606e-05 | 0 | 0 | 0 | 0 | 3.2606e-05 | 5.4343e-07 | 2.9333e-05 | 2.9333e-05 | 2.9333e-05 | #NAME? | 42 | 0 | 2.2692e-05 | 2.2691e-05 | 2.2691e-05 | 42 | #NAME?
43 | 0.71667 | 0 | 0.00011335 | 2.939e-05 | 0 | 0 | 0 | 0 | 2.939e-05 | 4.8983e-07 | 2.9598e-05 | 2.9597e-05 | 2.9597e-05 | #NAME? | 43 | 0 | 2.2692e-05 | 2.2691e-05 | 2.2691e-05 | 43 | #NAME?
44 | 0.73333 | 0 | 0.00011335 | 2.6491e-05 | 0 | 0 | 0 | 0 | 2.6491e-05 | 4.4152e-07 | 2.9836e-05 | 2.9836e-05 | 2.9836e-05 | #NAME? | 44 | 0 | 2.2692e-05 | 2.2691e-05 | 2.2691e-05 | 44 | #NAME?
45 | 0.75 | 0 | 0.00011335 | 2.3879e-05 | 0 | 0 | 0 | 0 | 2.3879e-05 | 3.9798e-07 | 3.0051e-05 | 3.0051e-05 | 3.0051e-05 | #NAME? | 45 | 0 | 2.2692e-05 | 2.2691e-05 | 2.2691e-05 | 45 | #NAME?
46 | 0.76667 | 0 | 0.00011335 | 2.1524e-05 | 0 | 0 | 0 | 0 | 2.1524e-05 | 3.5873e-07 | 3.0245e-05 | 3.0244e-05 | 3.0244e-05 | #NAME? | 46 | 0 | 2.2692e-05 | 2.2691e-05 | 2.2691e-05 | 46 | #NAME?
47 | 0.78333 | 0 | 0.00011335 | 1.9401e-05 | 0 | 0 | 0 | 0 | 1.9401e-05 | 3.2335e-07 | 3.0419e-05 | 3.0419e-05 | 3.0419e-05 | #NAME? | 47 | 0 | 2.2692e-05 | 2.2691e-05 | 2.2691e-05 | 47 | #NAME?
48 | 0.8 | 0 | 0.00011335 | 1.7487e-05 | 0 | 0 | 0 | 0 | 1.7487e-05 | 2.9146e-07 | 3.0577e-05 | 3.0576e-05 | 3.0576e-05 | #NAME? | 48 | 0 | 2.2692e-05 | 2.2691e-05 | 2.2691e-05 | 48 | #NAME?
49 | 0.81667 | 0 | 0.00011335 | 1.5763e-05 | 0 | 0 | 0 | 0 | 1.5763e-05 | 2.6271e-07 | 3.0719e-05 | 3.0718e-05 | 3.0718e-05 | #NAME? | 49 | 0 | 2.2692e-05 | 2.2691e-05 | 2.2691e-05 | 49 | #NAME?
50 | 0.83333 | 0 | 0.00011335 | 1.4208e-05 | 0 | 0 | 0 | 0 | 1.4208e-05 | 2.368e-07 | 3.0847e-05 | 3.0846e-05 | 3.0846e-05 | #NAME? | 50 | 0 | 2.2692e-05 | 2.2691e-05 | 2.2691e-05 | 50 | #NAME?
51 | 0.85 | 0 | 0.00011335 | 1.2807e-05 | 0 | 0 | 0 | 0 | 1.2807e-05 | 2.1345e-07 | 3.0962e-05 | 3.0961e-05 | 3.0961e-05 | #NAME? | 51 | 0 | 2.2692e-05 | 2.2691e-05 | 2.2691e-05 | 51 | #NAME?
52 | 0.86667 | 0 | 0.00011335 | 1.1544e-05 | 0 | 0 | 0 | 0 | 1.1544e-05 | 1.924e-07 | 3.1066e-05 | 3.1065e-05 | 3.1065e-05 | #NAME? | 52 | 0 | 2.2692e-05 | 2.2691e-05 | 2.2691e-05 | 52 | #NAME?
53 | 0.88333 | 0 | 0.00011335 | 1.0405e-05 | 0 | 0 | 0 | 0 | 1.0405e-05 | 1.7342e-07 | 3.1159e-05 | 3.1159e-05 | 3.1159e-05 | #NAME? | 53 | 0 | 2.2692e-05 | 2.2691e-05 | 2.2691e-05 | 53 | #NAME?
54 | 0.9 | 0 | 0.00011335 | 9.3791e-06 | 0 | 0 | 0 | 0 | 9.3791e-06 | 1.5632e-07 | 3.1244e-05 | 3.1243e-05 | 3.1243e-05 | #NAME? | 54 | 0 | 2.2692e-05 | 2.2691e-05 | 2.2691e-05 | 54 | #NAME?
55 | 0.91667 | 0 | 0.00011335 | 8.4541e-06 | 0 | 0 | 0 | 0 | 8.4541e-06 | 1.409e-07 | 3.132e-05 | 3.1319e-05 | 3.1319e-05 | #NAME? | 55 | 0 | 2.2692e-05 | 2.2691e-05 | 2.2691e-05 | 55 | #NAME?
56 | 0.93333 | 0 | 0.00011335 | 7.6203e-06 | 0 | 0 | 0 | 0 | 7.6203e-06 | 1.27e-07 | 3.1388e-05 | 3.1388e-05 | 3.1388e-05 | #NAME? | 56 | 0 | 2.2692e-05 | 2.2691e-05 | 2.2691e-05 | 56 | #NAME?
57 | 0.95 | 0 | 0.00011335 | 6.8688e-06 | 0 | 0 | 0 | 0 | 6.8688e-06 | 1.1448e-07 | 3.145e-05 | 3.145e-05 | 3.145e-05 | #NAME? | 57 | 0 | 2.2692e-05 | 2.2691e-05 | 2.2691e-05 | 57 | #NAME?
58 | 0.96667 | 0 | 0.00011335 | 6.1913e-06 | 0 | 0 | 0 | 0 | 6.1913e-06 | 1.0319e-07 | 3.1506e-05 | 3.1506e-05 | 3.1506e-05 | #NAME? | 58 | 0 | 2.2692e-05 | 2.2691e-05 | 2.2691e-05 | 58 | #NAME?
59 | 0.98333 | 0 | 0.00011335 | 5.5807e-06 | 0 | 0 | 0 | 0 | 5.5807e-06 | 9.3012e-08 | 3.1556e-05 | 3.1556e-05 | 3.1556e-05 | #NAME? | 59 | 0 | 2.2692e-05 | 2.2691e-05 | 2.2691e-05 | 59 | #NAME?
60 | 1 | 0 | 0.00011335 | 5.0303e-06 | 0 | 0 | 0 | 0 | 5.0303e-06 | 8.3839e-08 | 3.1602e-05 | 3.1601e-05 | 3.1601e-05 | #NAME? | 60 | 0 | 2.2692e-05 | 2.2691e-05 | 2.2691e-05 | 60 | #NAME?
61 | 1.0167 | 0 | 0.00011335 | 4.5342e-06 | 0 | 0 | 0 | 0 | 4.5342e-06 | 7.557e-08 | 3.1642e-05 | 3.1642e-05 | 3.1642e-05 | #NAME? | 61 | 0 | 2.2692e-05 | 2.2691e-05 | 2.2691e-05 | 61 | #NAME?
62 | 1.0333 | 0 | 0.00011335 | 4.087e-06 | 0 | 0 | 0 | 0 | 4.087e-06 | 6.8117e-08 | 3.1679e-05 | 3.1679e-05 | 3.1679e-05 | #NAME? | 62 | 0 | 2.2692e-05 | 2.2691e-05 | 2.2691e-05 | 62 | #NAME?
63 | 1.05 | 0 | 0.00011335 | 3.6839e-06 | 0 | 0 | 0 | 0 | 3.6839e-06 | 6.1399e-08 | 3.1712e-05 | 3.1712e-05 | 3.1712e-05 | #NAME? | 63 | 0 | 2.2692e-05 | 2.2691e-05 | 2.2691e-05 | 63 | #NAME?
64 | 1.0667 | 0 | 0.00011335 | 3.3206e-06 | 0 | 0 | 0 | 0 | 3.3206e-06 | 5.5344e-08 | 3.1742e-05 | 3.1742e-05 | 3.1742e-05 | #NAME? | 64 | 0 | 2.2692e-05 | 2.2691e-05 | 2.2691e-05 | 64 | #NAME?
65 | 1.0833 | 0 | 0.00011335 | 2.9931e-06 | 0 | 0 | 0 | 0 | 2.9931e-06 | 4.9885e-08 | 3.1769e-05 | 3.1769e-05 | 3.1769e-05 | #NAME? | 65 | 0 | 2.2692e-05 | 2.2691e-05 | 2.2691e-05 | 65 | #NAME?
66 | 1.1 | 0 | 0.00011335 | 2.6979e-06 | 0 | 0 | 0 | 0 | 2.6979e-06 | 4.4965e-08 | 3.1793e-05 | 3.1793e-05 | 3.1793e-05 | #NAME? | 66 | 0 | 2.2692e-05 | 2.2691e-05 | 2.2691e-05 | 66 | #NAME?
67 | 1.1167 | 0 | 0.00011335 | 2.4318e-06 | 0 | 0 | 0 | 0 | 2.4318e-06 | 4.0531e-08 | 3.1815e-05 | 3.1815e-05 | 3.1815e-05 | #NAME? | 67 | 0 | 2.2692e-05 | 2.2691e-05 | 2.2691e-05 | 67 | #NAME?
68 | 1.1333 | 0 | 0.00011335 | 2.192e-06 | 0 | 0 | 0 | 0 | 2.192e-06 | 3.6533e-08 | 3.1835e-05 | 3.1834e-05 | 3.1834e-05 | #NAME? | 68 | 0 | 2.2692e-05 | 2.2691e-05 | 2.2691e-05 | 68 | #NAME?
69 | 1.15 | 0 | 0.00011335 | 1.9758e-06 | 0 | 0 | 0 | 0 | 1.9758e-06 | 3.293e-08 | 3.1853e-05 | 3.1852e-05 | 3.1852e-05 | #NAME? | 69 | 0 | 2.2692e-05 | 2.2691e-05 | 2.2691e-05 | 69 | #NAME?
70 | 1.1667 | 0 | 0.00011335 | 1.781e-06 | 0 | 0 | 0 | 0 | 1.781e-06 | 2.9683e-08 | 3.1869e-05 | 3.1868e-05 | 3.1868e-05 | #NAME? | 70 | 0 | 2.2692e-05 | 2.2691e-05 | 2.2691e-05 | 70 | #NAME?
71 | 1.1833 | 0 | 0.00011335 | 1.6053e-06 | 0 | 0 | 0 | 0 | 1.6053e-06 | 2.6755e-08 | 3.1883e-05 | 3.1883e-05 | 3.1883e-05 | #NAME? | 71 | 0 | 2.2692e-05 | 2.2691e-05 | 2.2691e-05 | 71 | #NAME?
72 | 1.2 | 0 | 0.00011335 | 1.447e-06 | 0 | 0 | 0 | 0 | 1.447e-06 | 2.4116e-08 | 3.1896e-05 | 3.1896e-05 | 3.1896e-05 | #NAME? | 72 | 0 | 2.2692e-05 | 2.2691e-05 | 2.2691e-05 | 72 | #NAME?
73 | 1.2167 | 0 | 0.00011335 | 1.3043e-06 | 0 | 0 | 0 | 0 | 1.3043e-06 | 2.1738e-08 | 3.1908e-05 | 3.1907e-05 | 3.1907e-05 | #NAME? | 73 | 0 | 2.2692e-05 | 2.2691e-05 | 2.2691e-05 | 73 | #NAME?
74 | 1.2333 | 0 | 0.00011335 | 1.1756e-06 | 0 | 0 | 0 | 0 | 1.1756e-06 | 1.9594e-08 | 3.1919e-05 | 3.1918e-05 | 3.1918e-05 | #NAME? | 74 | 0 | 2.2692e-05 | 2.2691e-05 | 2.2691e-05 | 74 | #NAME?
75 | 1.25 | 0 | 0.00011335 | 1.0597e-06 | 0 | 0 | 0 | 0 | 1.0597e-06 | 1.7662e-08 | 3.1928e-05 | 3.1928e-05 | 3.1928e-05 | #NAME? | 75 | 0 | 2.2692e-05 | 2.2691e-05 | 2.2691e-05 | 75 | #NAME?
76 | 1.2667 | 0 | 0.00011335 | 9.5518e-07 | 0 | 0 | 0 | 0 | 9.5518e-07 | 1.592e-08 | 3.1937e-05 | 3.1936e-05 | 3.1936e-05 | #NAME? | 76 | 0 | 2.2692e-05 | 2.2691e-05 | 2.2691e-05 | 76 | #NAME?
77 | 1.2833 | 0 | 0.00011335 | 8.6098e-07 | 0 | 0 | 0 | 0 | 8.6098e-07 | 1.435e-08 | 3.1944e-05 | 3.1944e-05 | 3.1944e-05 | #NAME? | 77 | 0 | 2.2692e-05 | 2.2691e-05 | 2.2691e-05 | 77 | #NAME?
78 | 1.3 | 0 | 0.00011335 | 7.7607e-07 | 0 | 0 | 0 | 0 | 7.7607e-07 | 1.2934e-08 | 3.1951e-05 | 3.1951e-05 | 3.1951e-05 | #NAME? | 78 | 0 | 2.2692e-05 | 2.2691e-05 | 2.2691e-05 | 78 | #NAME?
79 | 1.3167 | 0 | 0.00011335 | 6.9953e-07 | 0 | 0 | 0 | 0 | 6.9953e-07 | 1.1659e-08 | 3.1958e-05 | 3.1957e-05 | 3.1957e-05 | #NAME? | 79 | 0 | 2.2692e-05 | 2.2691e-05 | 2.2691e-05 | 79 | #NAME?
80 | 1.3333 | 0 | 0.00011335 | 6.3054e-07 | 0 | 0 | 0 | 0 | 6.3054e-07 | 1.0509e-08 | 3.1963e-05 | 3.1963e-05 | 3.1963e-05 | #NAME? | 80 | 0 | 2.2692e-05 | 2.2691e-05 | 2.2691e-05 | 80 | #NAME?
81 | 1.35 | 0 | 0.00011335 | 5.6835e-07 | 0 | 0 | 0 | 0 | 5.6835e-07 | 9.4725e-09 | 3.1969e-05 | 3.1968e-05 | 3.1968e-05 | #NAME? | 81 | 0 | 2.2692e-05 | 2.2691e-05 | 2.2691e-05 | 81 | #NAME?
82 | 1.3667 | 0 | 0.00011335 | 5.123e-07 | 0 | 0 | 0 | 0 | 5.123e-07 | 8.5383e-09 | 3.1973e-05 | 3.1973e-05 | 3.1973e-05 | #NAME? | 82 | 0 | 2.2692e-05 | 2.2691e-05 | 2.2691e-05 | 82 | #NAME?
83 | 1.3833 | 0 | 0.00011335 | 4.6177e-07 | 0 | 0 | 0 | 0 | 4.6177e-07 | 7.6962e-09 | 3.1977e-05 | 3.1977e-05 | 3.1977e-05 | #NAME? | 83 | 0 | 2.2692e-05 | 2.2691e-05 | 2.2691e-05 | 83 | #NAME?
84 | 1.4 | 0 | 0.00011335 | 4.1623e-07 | 0 | 0 | 0 | 0 | 4.1623e-07 | 6.9372e-09 | 3.1981e-05 | 3.1981e-05 | 3.1981e-05 | #NAME? | 84 | 0 | 2.2692e-05 | 2.2691e-05 | 2.2691e-05 | 84 | #NAME?
85 | 1.4167 | 0 | 0.00011335 | 3.7518e-07 | 0 | 0 | 0 | 0 | 3.7518e-07 | 6.253e-09 | 3.1984e-05 | 3.1984e-05 | 3.1984e-05 | #NAME? | 85 | 0 | 2.2692e-05 | 2.2691e-05 | 2.2691e-05 | 85 | #NAME?
86 | 1.4333 | 0 | 0.00011335 | 3.3818e-07 | 0 | 0 | 0 | 0 | 3.3818e-07 | 5.6363e-09 | 3.1987e-05 | 3.1987e-05 | 3.1987e-05 | #NAME? | 86 | 0 | 2.2692e-05 | 2.2691e-05 | 2.2691e-05 | 86 | #NAME?
87 | 1.45 | 0 | 0.00011335 | 3.0482e-07 | 0 | 0 | 0 | 0 | 3.0482e-07 | 5.0804e-09 | 3.199e-05 | 3.199e-05 | 3.199e-05 | #NAME? | 87 | 0 | 2.2692e-05 | 2.2691e-05 | 2.2691e-05 | 87 | #NAME?
88 | 1.4667 | 0 | 0.00011335 | 2.7476e-07 | 0 | 0 | 0 | 0 | 2.7476e-07 | 4.5794e-09 | 3.1993e-05 | 3.1992e-05 | 3.1992e-05 | #NAME? | 88 | 0 | 2.2692e-05 | 2.2691e-05 | 2.2691e-05 | 88 | #NAME?
89 | 1.4833 | 0 | 0.00011335 | 2.4766e-07 | 0 | 0 | 0 | 0 | 2.4766e-07 | 4.1277e-09 | 3.1995e-05 | 3.1994e-05 | 3.1994e-05 | #NAME? | 89 | 0 | 2.2692e-05 | 2.2691e-05 | 2.2691e-05 | 89 | #NAME?
90 | 1.5 | 0 | 0.00011335 | 2.2324e-07 | 0 | 0 | 0 | 0 | 2.2324e-07 | 3.7206e-09 | 3.1997e-05 | 3.1996e-05 | 3.1996e-05 | #NAME? | 90 | 0 | 2.2692e-05 | 2.2691e-05 | 2.2691e-05 | 90 | #NAME?
91 | 1.5167 | 0 | 0.00011335 | 2.0122e-07 | 0 | 0 | 0 | 0 | 2.0122e-07 | 3.3537e-09 | 3.1999e-05 | 3.1998e-05 | 3.1998e-05 | #NAME? | 91 | 0 | 2.2692e-05 | 2.2691e-05 | 2.2691e-05 | 91 | #NAME?
92 | 1.5333 | 0 | 0.00011335 | 1.8138e-07 | 0 | 0 | 0 | 0 | 1.8138e-07 | 3.0229e-09 | 3.2e-05 | 3.2e-05 | 3.2e-05 | #NAME? | 92 | 0 | 2.2692e-05 | 2.2691e-05 | 2.2691e-05 | 92 | #NAME?
93 | 1.55 | 0 | 0.00011335 | 1.6349e-07 | 0 | 0 | 0 | 0 | 1.6349e-07 | 2.7248e-09 | 3.2002e-05 | 3.2001e-05 | 3.2001e-05 | #NAME? | 93 | 0 | 2.2692e-05 | 2.2691e-05 | 2.2691e-05 | 93 | #NAME?
94 | 1.5667 | 0 | 0.00011335 | 1.4736e-07 | 0 | 0 | 0 | 0 | 1.4736e-07 | 2.4561e-09 | 3.2003e-05 | 3.2003e-05 | 3.2003e-05 | #NAME? | 94 | 0 | 2.2692e-05 | 2.2691e-05 | 2.2691e-05 | 94 | #NAME?
95 | 1.5833 | 0 | 0.00011335 | 1.3283e-07 | 0 | 0 | 0 | 0 | 1.3283e-07 | 2.2138e-09 | 3.2004e-05 | 3.2004e-05 | 3.2004e-05 | #NAME? | 95 | 0 | 2.2692e-05 | 2.2691e-05 | 2.2691e-05 | 95 | #NAME?
96 | 1.6 | 0 | 0.00011335 | 1.1973e-07 | 0 | 0 | 0 | 0 | 1.1973e-07 | 1.9955e-09 | 3.2005e-05 | 3.2005e-05 | 3.2005e-05 | #NAME? | 96 | 0 | 2.2692e-05 | 2.2691e-05 | 2.2691e-05 | 96 | #NAME?
97 | 1.6167 | 0 | 0.00011335 | 1.0792e-07 | 0 | 0 | 0 | 0 | 1.0792e-07 | 1.7987e-09 | 3.2006e-05 | 3.2006e-05 | 3.2006e-05 | #NAME? | 97 | 0 | 2.2692e-05 | 2.2691e-05 | 2.2691e-05 | 97 | #NAME?
98 | 1.6333 | 0 | 0.00011335 | 9.7278e-08 | 0 | 0 | 0 | 0 | 9.7278e-08 | 1.6213e-09 | 3.2007e-05 | 3.2007e-05 | 3.2007e-05 | #NAME? | 98 | 0 | 2.2692e-05 | 2.2691e-05 | 2.2691e-05 | 98 | #NAME?
99 | 1.65 | 0 | 0.00011335 | 8.7684e-08 | 0 | 0 | 0 | 0 | 8.7684e-08 | 1.4614e-09 | 3.2008e-05 | 3.2008e-05 | 3.2008e-05 | #NAME? | 99 | 0 | 2.2692e-05 | 2.2691e-05 | 2.2691e-05 | 99 | #NAME?
100 | 1.6667 | 0 | 0.00011335 | 7.9036e-08 | 0 | 0 | 0 | 0 | 7.9036e-08 | 1.3173e-09 | 3.2009e-05 | 3.2008e-05 | 3.2008e-05 | #NAME? | 100 | 0 | 2.2692e-05 | 2.2691e-05 | 2.2691e-05 | 100 | #NAME?
101 | 1.6833 | 0 | 0.00011335 | 7.1241e-08 | 0 | 0 | 0 | 0 | 7.1241e-08 | 1.1874e-09 | 3.2009e-05 | 3.2009e-05 | 3.2009e-05 | #NAME? | 101 | 0 | 2.2692e-05 | 2.2691e-05 | 2.2691e-05 | 101 | #NAME?
102 | 1.7 | 0 | 0.00011335 | 6.4215e-08 | 0 | 0 | 0 | 0 | 6.4215e-08 | 1.0703e-09 | 3.201e-05 | 3.2009e-05 | 3.2009e-05 | #NAME? | 102 | 0 | 2.2692e-05 | 2.2691e-05 | 2.2691e-05 | 102 | #NAME?
103 | 1.7167 | 0 | 0.00011335 | 5.7882e-08 | 0 | 0 | 0 | 0 | 5.7882e-08 | 9.647e-10 | 3.2011e-05 | 3.201e-05 | 3.201e-05 | #NAME? | 103 | 0 | 2.2692e-05 | 2.2691e-05 | 2.2691e-05 | 103 | #NAME?
104 | 1.7333 | 0 | 0.00011335 | 5.2173e-08 | 0 | 0 | 0 | 0 | 5.2173e-08 | 8.6955e-10 | 3.2011e-05 | 3.201e-05 | 3.201e-05 | #NAME? | 104 | 0 | 2.2692e-05 | 2.2691e-05 | 2.2691e-05 | 104 | #NAME?
105 | 1.75 | 0 | 0.00011335 | 4.7028e-08 | 0 | 0 | 0 | 0 | 4.7028e-08 | 7.838e-10 | 3.2011e-05 | 3.2011e-05 | 3.2011e-05 | #NAME? | 105 | 0 | 2.2692e-05 | 2.2691e-05 | 2.2691e-05 | 105 | #NAME?
106 | 1.7667 | 0 | 0.00011335 | 4.239e-08 | 0 | 0 | 0 | 0 | 4.239e-08 | 7.0649e-10 | 3.2012e-05 | 3.2011e-05 | 3.2011e-05 | #NAME? | 106 | 0 | 2.2692e-05 | 2.2691e-05 | 2.2691e-05 | 106 | #NAME?
107 | 1.7833 | 0 | 0.00011335 | 3.8209e-08 | 0 | 0 | 0 | 0 | 3.8209e-08 | 6.3682e-10 | 3.2012e-05 | 3.2012e-05 | 3.2012e-05 | #NAME? | 107 | 0 | 2.2692e-05 | 2.2691e-05 | 2.2691e-05 | 107 | #NAME?
108 | 1.8 | 0 | 0.00011335 | 3.4441e-08 | 0 | 0 | 0 | 0 | 3.4441e-08 | 5.7401e-10 | 3.2012e-05 | 3.2012e-05 | 3.2012e-05 | #NAME? | 108 | 0 | 2.2692e-05 | 2.2691e-05 | 2.2691e-05 | 108 | #NAME?
109 | 1.8167 | 0 | 0.00011335 | 3.1044e-08 | 0 | 0 | 0 | 0 | 3.1044e-08 | 5.174e-10 | 3.2013e-05 | 3.2012e-05 | 3.2012e-05 | #NAME? | 109 | 0 | 2.2692e-05 | 2.2691e-05 | 2.2691e-05 | 109 | #NAME?
110 | 1.8333 | 0 | 0.00011335 | 2.7982e-08 | 0 | 0 | 0 | 0 | 2.7982e-08 | 4.6637e-10 | 3.2013e-05 | 3.2012e-05 | 3.2012e-05 | #NAME? | 110 | 0 | 2.2692e-05 | 2.2691e-05 | 2.2691e-05 | 110 | #NAME?
111 | 1.85 | 0 | 0.00011335 | 2.5223e-08 | 0 | 0 | 0 | 0 | 2.5223e-08 | 4.2038e-10 | 3.2013e-05 | 3.2013e-05 | 3.2013e-05 | #NAME? | 111 | 0 | 2.2692e-05 | 2.2691e-05 | 2.2691e-05 | 111 | #NAME?
112 | 1.8667 | 0 | 0.00011335 | 2.2735e-08 | 0 | 0 | 0 | 0 | 2.2735e-08 | 3.7892e-10 | 3.2013e-05 | 3.2013e-05 | 3.2013e-05 | #NAME? | 112 | 0 | 2.2692e-05 | 2.2691e-05 | 2.2691e-05 | 112 | #NAME?
113 | 1.8833 | 0 | 0.00011335 | 2.0493e-08 | 0 | 0 | 0 | 0 | 2.0493e-08 | 3.4155e-10 | 3.2014e-05 | 3.2013e-05 | 3.2013e-05 | #NAME? | 113 | 0 | 2.2692e-05 | 2.2691e-05 | 2.2691e-05 | 113 | #NAME?
114 | 1.9 | 0 | 0.00011335 | 1.8472e-08 | 0 | 0 | 0 | 0 | 1.8472e-08 | 3.0786e-10 | 3.2014e-05 | 3.2013e-05 | 3.2013e-05 | #NAME? | 114 | 0 | 2.2692e-05 | 2.2691e-05 | 2.2691e-05 | 114 | #NAME?
115 | 1.9167 | 0 | 0.00011335 | 1.665e-08 | 0 | 0 | 0 | 0 | 1.665e-08 | 2.775e-10 | 3.2014e-05 | 3.2013e-05 | 3.2013e-05 | #NAME? | 115 | 0 | 2.2692e-05 | 2.2691e-05 | 2.2691e-05 | 115 | #NAME?
116 | 1.9333 | 0 | 0.00011335 | 1.5008e-08 | 0 | 0 | 0 | 0 | 1.5008e-08 | 2.5013e-10 | 3.2014e-05 | 3.2014e-05 | 3.2014e-05 | #NAME? | 116 | 0 | 2.2692e-05 | 2.2691e-05 | 2.2691e-05 | 116 | #NAME?
117 | 1.95 | 0 | 0.00011335 | 1.3528e-08 | 0 | 0 | 0 | 0 | 1.3528e-08 | 2.2546e-10 | 3.2014e-05 | 3.2014e-05 | 3.2014e-05 | #NAME? | 117 | 0 | 2.2692e-05 | 2.2691e-05 | 2.2691e-05 | 117 | #NAME?
118 | 1.9667 | 0 | 0.00011335 | 1.2194e-08 | 0 | 0 | 0 | 0 | 1.2194e-08 | 2.0323e-10 | 3.2014e-05 | 3.2014e-05 | 3.2014e-05 | #NAME? | 118 | 0 | 2.2692e-05 | 2.2691e-05 | 2.2691e-05 | 118 | #NAME?
119 | 1.9833 | 0 | 0.00011335 | 1.0991e-08 | 0 | 0 | 0 | 0 | 1.0991e-08 | 1.8318e-10 | 3.2014e-05 | 3.2014e-05 | 3.2014e-05 | #NAME? | 119 | 0 | 2.2692e-05 | 2.2691e-05 | 2.2691e-05 | 119 | #NAME?
120 | 2 | 0 | 0.00011335 | 9.907e-09 | 0 | 0 | 0 | 0 | 9.907e-09 | 1.6512e-10 | 3.2014e-05 | 3.2014e-05 | 3.2014e-05 | #NAME? | 120 | 0 | 2.2692e-05 | 2.2691e-05 | 2.2691e-05 | 120 | #NAME?
121 | 2.0167 | 0 | 0.00011335 | 8.9299e-09 | 0 | 0 | 0 | 0 | 8.9299e-09 | 1.4883e-10 | 3.2015e-05 | 3.2014e-05 | 3.2014e-05 | #NAME? | 121 | 0 | 2.2692e-05 | 2.2691e-05 | 2.2691e-05 | 121 | #NAME?
122 | 2.0333 | 0 | 0.00011335 | 8.0492e-09 | 0 | 0 | 0 | 0 | 8.0492e-09 | 1.3415e-10 | 3.2015e-05 | 3.2014e-05 | 3.2014e-05 | #NAME? | 122 | 0 | 2.2692e-05 | 2.2691e-05 | 2.2691e-05 | 122 | #NAME?
123 | 2.05 | 0 | 0.00011335 | 7.2553e-09 | 0 | 0 | 0 | 0 | 7.2553e-09 | 1.2092e-10 | 3.2015e-05 | 3.2014e-05 | 3.2014e-05 | #NAME? | 123 | 0 | 2.2692e-05 | 2.2691e-05 | 2.2691e-05 | 123 | #NAME?
124 | 2.0667 | 0 | 0.00011335 | 6.5398e-09 | 0 | 0 | 0 | 0 | 6.5398e-09 | 1.09e-10 | 3.2015e-05 | 3.2014e-05 | 3.2014e-05 | #NAME? | 124 | 0 | 2.2692e-05 | 2.2691e-05 | 2.2691e-05 | 124 | #NAME?
125 | 2.0833 | 0 | 0.00011335 | 5.8948e-09 | 0 | 0 | 0 | 0 | 5.8948e-09 | 9.8247e-11 | 3.2015e-05 | 3.2014e-05 | 3.2014e-05 | #NAME? | 125 | 0 | 2.2692e-05 | 2.2691e-05 | 2.2691e-05 | 125 | #NAME?
126 | 2.1 | 0 | 0.00011335 | 5.3134e-09 | 0 | 0 | 0 | 0 | 5.3134e-09 | 8.8557e-11 | 3.2015e-05 | 3.2014e-05 | 3.2014e-05 | #NAME? | 126 | 0 | 2.2692e-05 | 2.2691e-05 | 2.2691e-05 | 126 | #NAME?
127 | 2.1167 | 0 | 0.00011335 | 4.7894e-09 | 0 | 0 | 0 | 0 | 4.7894e-09 | 7.9823e-11 | 3.2015e-05 | 3.2014e-05 | 3.2014e-05 | #NAME? | 127 | 0 | 2.2692e-05 | 2.2691e-05 | 2.2691e-05 | 127 | #NAME?
128 | 2.1333 | 0 | 0.00011335 | 4.317e-09 | 0 | 0 | 0 | 0 | 4.317e-09 | 7.1951e-11 | 3.2015e-05 | 3.2014e-05 | 3.2014e-05 | #NAME? | 128 | 0 | 2.2692e-05 | 2.2691e-05 | 2.2691e-05 | 128 | #NAME?
129 | 2.15 | 0 | 0.00011335 | 3.8913e-09 | 0 | 0 | 0 | 0 | 3.8913e-09 | 6.4855e-11 | 3.2015e-05 | 3.2014e-05 | 3.2014e-05 | #NAME? | 129 | 0 | 2.2692e-05 | 2.2691e-05 | 2.2691e-05 | 129 | #NAME?
130 | 2.1667 | 0 | 0.00011335 | 3.5075e-09 | 0 | 0 | 0 | 0 | 3.5075e-09 | 5.8458e-11 | 3.2015e-05 | 3.2014e-05 | 3.2014e-05 | #NAME? | 130 | 0 | 2.2692e-05 | 2.2691e-05 | 2.2691e-05 | 130 | #NAME?
131 | 2.1833 | 0 | 0.00011335 | 3.1616e-09 | 0 | 0 | 0 | 0 | 3.1616e-09 | 5.2693e-11 | 3.2015e-05 | 3.2015e-05 | 3.2015e-05 | #NAME? | 131 | 0 | 2.2692e-05 | 2.2691e-05 | 2.2691e-05 | 131 | #NAME?
132 | 2.2 | 0 | 0.00011335 | 2.8498e-09 | 0 | 0 | 0 | 0 | 2.8498e-09 | 4.7496e-11 | 3.2015e-05 | 3.2015e-05 | 3.2015e-05 | #NAME? | 132 | 0 | 2.2692e-05 | 2.2691e-05 | 2.2691e-05 | 132 | #NAME?
133 | 2.2167 | 0 | 0.00011335 | 2.5687e-09 | 0 | 0 | 0 | 0 | 2.5687e-09 | 4.2812e-11 | 3.2015e-05 | 3.2015e-05 | 3.2015e-05 | #NAME? | 133 | 0 | 2.2692e-05 | 2.2691e-05 | 2.2691e-05 | 133 | #NAME?
134 | 2.2333 | 0 | 0.00011335 | 2.3154e-09 | 0 | 0 | 0 | 0 | 2.3154e-09 | 3.859e-11 | 3.2015e-05 | 3.2015e-05 | 3.2015e-05 | #NAME? | 134 | 0 | 2.2692e-05 | 2.2691e-05 | 2.2691e-05 | 134 | #NAME?
135 | 2.25 | 0 | 0.00011335 | 2.087e-09 | 0 | 0 | 0 | 0 | 2.087e-09 | 3.4784e-11 | 3.2015e-05 | 3.2015e-05 | 3.2015e-05 | #NAME? | 135 | 0 | 2.2692e-05 | 2.2691e-05 | 2.2691e-05 | 135 | #NAME?
136 | 2.2667 | 0 | 0.00011335 | 1.8812e-09 | 0 | 0 | 0 | 0 | 1.8812e-09 | 3.1353e-11 | 3.2015e-05 | 3.2015e-05 | 3.2015e-05 | #NAME? | 136 | 0 | 2.2692e-05 | 2.2691e-05 | 2.2691e-05 | 136 | #NAME?
137 | 2.2833 | 0 | 0.00011335 | 1.6957e-09 | 0 | 0 | 0 | 0 | 1.6957e-09 | 2.8261e-11 | 3.2015e-05 | 3.2015e-05 | 3.2015e-05 | #NAME? | 137 | 0 | 2.2692e-05 | 2.2691e-05 | 2.2691e-05 | 137 | #NAME?
138 | 2.3 | 0 | 0.00011335 | 1.5284e-09 | 0 | 0 | 0 | 0 | 1.5284e-09 | 2.5474e-11 | 3.2015e-05 | 3.2015e-05 | 3.2015e-05 | #NAME? | 138 | 0 | 2.2692e-05 | 2.2691e-05 | 2.2691e-05 | 138 | #NAME?
139 | 2.3167 | 0 | 0.00011335 | 1.3777e-09 | 0 | 0 | 0 | 0 | 1.3777e-09 | 2.2961e-11 | 3.2015e-05 | 3.2015e-05 | 3.2015e-05 | #NAME? | 139 | 0 | 2.2692e-05 | 2.2691e-05 | 2.2691e-05 | 139 | #NAME?
140 | 2.3333 | 0 | 0.00011335 | 1.2418e-09 | 0 | 0 | 0 | 0 | 1.2418e-09 | 2.0697e-11 | 3.2015e-05 | 3.2015e-05 | 3.2015e-05 | #NAME? | 140 | 0 | 2.2692e-05 | 2.2691e-05 | 2.2691e-05 | 140 | #NAME?
141 | 2.35 | 0 | 0.00011335 | 1.1193e-09 | 0 | 0 | 0 | 0 | 1.1193e-09 | 1.8656e-11 | 3.2015e-05 | 3.2015e-05 | 3.2015e-05 | #NAME? | 141 | 0 | 2.2692e-05 | 2.2691e-05 | 2.2691e-05 | 141 | #NAME?
142 | 2.3667 | 0 | 0.00011335 | 1.0089e-09 | 0 | 0 | 0 | 0 | 1.0089e-09 | 1.6816e-11 | 3.2015e-05 | 3.2015e-05 | 3.2015e-05 | #NAME? | 142 | 0 | 2.2692e-05 | 2.2691e-05 | 2.2691e-05 | 142 | #NAME?
143 | 2.3833 | 0 | 0.00011335 | 9.0944e-10 | 0 | 0 | 0 | 0 | 9.0944e-10 | 1.5157e-11 | 3.2015e-05 | 3.2015e-05 | 3.2015e-05 | #NAME? | 143 | 0 | 2.2692e-05 | 2.2691e-05 | 2.2691e-05 | 143 | #NAME?
144 | 2.4 | 0 | 0.00011335 | 8.1974e-10 | 0 | 0 | 0 | 0 | 8.1974e-10 | 1.3662e-11 | 3.2015e-05 | 3.2015e-05 | 3.2015e-05 | #NAME? | 144 | 0 | 2.2692e-05 | 2.2691e-05 | 2.2691e-05 | 144 | #NAME?
145 | 2.4167 | 0 | 0.00011335 | 7.389e-10 | 0 | 0 | 0 | 0 | 7.389e-10 | 1.2315e-11 | 3.2015e-05 | 3.2015e-05 | 3.2015e-05 | #NAME? | 145 | 0 | 2.2692e-05 | 2.2691e-05 | 2.2691e-05 | 145 | #NAME?
146 | 2.4333 | 0 | 0.00011335 | 6.6602e-10 | 0 | 0 | 0 | 0 | 6.6602e-10 | 1.11e-11 | 3.2015e-05 | 3.2015e-05 | 3.2015e-05 | #NAME? | 146 | 0 | 2.2692e-05 | 2.2691e-05 | 2.2691e-05 | 146 | #NAME?
147 | 2.45 | 0 | 0.00011335 | 6.0034e-10 | 0 | 0 | 0 | 0 | 6.0034e-10 | 1.0006e-11 | 3.2015e-05 | 3.2015e-05 | 3.2015e-05 | #NAME? | 147 | 0 | 2.2692e-05 | 2.2691e-05 | 2.2691e-05 | 147 | #NAME?
148 | 2.4667 | 0 | 0.00011335 | 5.4113e-10 | 0 | 0 | 0 | 0 | 5.4113e-10 | 9.0188e-12 | 3.2015e-05 | 3.2015e-05 | 3.2015e-05 | #NAME? | 148 | 0 | 2.2692e-05 | 2.2691e-05 | 2.2691e-05 | 148 | #NAME?
149 | 2.4833 | 0 | 0.00011335 | 4.8776e-10 | 0 | 0 | 0 | 0 | 4.8776e-10 | 8.1294e-12 | 3.2015e-05 | 3.2015e-05 | 3.2015e-05 | #NAME? | 149 | 0 | 2.2692e-05 | 2.2691e-05 | 2.2691e-05 | 149 | #NAME?
150 | 2.5 | 0 | 0.00011335 | 4.3966e-10 | 0 | 0 | 0 | 0 | 4.3966e-10 | 7.3276e-12 | 3.2015e-05 | 3.2015e-05 | 3.2015e-05 | #NAME? | 150 | 0 | 2.2692e-05 | 2.2691e-05 | 2.2691e-05 | 150 | #NAME?
151 | 2.5167 | 0 | 0.00011335 | 3.963e-10 | 0 | 0 | 0 | 0 | 3.963e-10 | 6.6049e-12 | 3.2015e-05 | 3.2015e-05 | 3.2015e-05 | #NAME? | 151 | 0 | 2.2692e-05 | 2.2691e-05 | 2.2691e-05 | 151 | #NAME?
152 | 2.5333 | 0 | 0.00011335 | 3.5721e-10 | 0 | 0 | 0 | 0 | 3.5721e-10 | 5.9535e-12 | 3.2015e-05 | 3.2015e-05 | 3.2015e-05 | #NAME? | 152 | 0 | 2.2692e-05 | 2.2691e-05 | 2.2691e-05 | 152 | #NAME?
153 | 2.55 | 0 | 0.00011335 | 3.2198e-10 | 0 | 0 | 0 | 0 | 3.2198e-10 | 5.3664e-12 | 3.2015e-05 | 3.2015e-05 | 3.2015e-05 | #NAME? | 153 | 0 | 2.2692e-05 | 2.2691e-05 | 2.2691e-05 | 153 | #NAME?
154 | 2.5667 | 0 | 0.00011335 | 2.9023e-10 | 0 | 0 | 0 | 0 | 2.9023e-10 | 4.8371e-12 | 3.2015e-05 | 3.2015e-05 | 3.2015e-05 | #NAME? | 154 | 0 | 2.2692e-05 | 2.2691e-05 | 2.2691e-05 | 154 | #NAME?
155 | 2.5833 | 0 | 0.00011335 | 2.616e-10 | 0 | 0 | 0 | 0 | 2.616e-10 | 4.36e-12 | 3.2015e-05 | 3.2015e-05 | 3.2015e-05 | #NAME? | 155 | 0 | 2.2692e-05 | 2.2691e-05 | 2.2691e-05 | 155 | #NAME?
156 | 2.6 | 0 | 0.00011335 | 2.358e-10 | 0 | 0 | 0 | 0 | 2.358e-10 | 3.93e-12 | 3.2015e-05 | 3.2015e-05 | 3.2015e-05 | #NAME? | 156 | 0 | 2.2692e-05 | 2.2691e-05 | 2.2691e-05 | 156 | #NAME?
157 | 2.6167 | 0 | 0.00011335 | 2.1255e-10 | 0 | 0 | 0 | 0 | 2.1255e-10 | 3.5424e-12 | 3.2015e-05 | 3.2015e-05 | 3.2015e-05 | #NAME? | 157 | 0 | 2.2692e-05 | 2.2691e-05 | 2.2691e-05 | 157 | #NAME?
158 | 2.6333 | 0 | 0.00011335 | 1.9158e-10 | 0 | 0 | 0 | 0 | 1.9158e-10 | 3.1931e-12 | 3.2015e-05 | 3.2015e-05 | 3.2015e-05 | #NAME? | 158 | 0 | 2.2692e-05 | 2.2691e-05 | 2.2691e-05 | 158 | #NAME?
159 | 2.65 | 0 | 0.00011335 | 1.7269e-10 | 0 | 0 | 0 | 0 | 1.7269e-10 | 2.8782e-12 | 3.2015e-05 | 3.2015e-05 | 3.2015e-05 | #NAME? | 159 | 0 | 2.2692e-05 | 2.2691e-05 | 2.2691e-05 | 159 | #NAME?
160 | 2.6667 | 0 | 0.00011335 | 1.5566e-10 | 0 | 0 | 0 | 0 | 1.5566e-10 | 2.5943e-12 | 3.2015e-05 | 3.2015e-05 | 3.2015e-05 | #NAME? | 160 | 0 | 2.2692e-05 | 2.2691e-05 | 2.2691e-05 | 160 | #NAME?
161 | 2.6833 | 0 | 0.00011335 | 1.4031e-10 | 0 | 0 | 0 | 0 | 1.4031e-10 | 2.3384e-12 | 3.2015e-05 | 3.2015e-05 | 3.2015e-05 | #NAME? | 161 | 0 | 2.2692e-05 | 2.2691e-05 | 2.2691e-05 | 161 | #NAME?
162 | 2.7 | 0 | 0.00011335 | 1.2647e-10 | 0 | 0 | 0 | 0 | 1.2647e-10 | 2.1078e-12 | 3.2015e-05 | 3.2015e-05 | 3.2015e-05 | #NAME? | 162 | 0 | 2.2692e-05 | 2.2691e-05 | 2.2691e-05 | 162 | #NAME?
163 | 2.7167 | 0 | 0.00011335 | 1.14e-10 | 0 | 0 | 0 | 0 | 1.14e-10 | 1.8999e-12 | 3.2015e-05 | 3.2015e-05 | 3.2015e-05 | #NAME? | 163 | 0 | 2.2692e-05 | 2.2691e-05 | 2.2691e-05 | 163 | #NAME?
164 | 2.7333 | 0 | 0.00011335 | 1.0275e-10 | 0 | 0 | 0 | 0 | 1.0275e-10 | 1.7125e-12 | 3.2015e-05 | 3.2015e-05 | 3.2015e-05 | #NAME? | 164 | 0 | 2.2692e-05 | 2.2691e-05 | 2.2691e-05 | 164 | #NAME?
165 | 2.75 | 0 | 0.00011335 | 9.2619e-11 | 0 | 0 | 0 | 0 | 9.2619e-11 | 1.5436e-12 | 3.2015e-05 | 3.2015e-05 | 3.2015e-05 | #NAME? | 165 | 0 | 2.2692e-05 | 2.2691e-05 | 2.2691e-05 | 165 | #NAME?
166 | 2.7667 | 0 | 0.00011335 | 8.3484e-11 | 0 | 0 | 0 | 0 | 8.3484e-11 | 1.3914e-12 | 3.2015e-05 | 3.2015e-05 | 3.2015e-05 | #NAME? | 166 | 0 | 2.2692e-05 | 2.2691e-05 | 2.2691e-05 | 166 | #NAME?
167 | 2.7833 | 0 | 0.00011335 | 7.5251e-11 | 0 | 0 | 0 | 0 | 7.5251e-11 | 1.2542e-12 | 3.2015e-05 | 3.2015e-05 | 3.2015e-05 | #NAME? | 167 | 0 | 2.2692e-05 | 2.2691e-05 | 2.2691e-05 | 167 | #NAME?
168 | 2.8 | 0 | 0.00011335 | 6.7829e-11 | 0 | 0 | 0 | 0 | 6.7829e-11 | 1.1305e-12 | 3.2015e-05 | 3.2015e-05 | 3.2015e-05 | #NAME? | 168 | 0 | 2.2692e-05 | 2.2691e-05 | 2.2691e-05 | 168 | #NAME?
169 | 2.8167 | 0 | 0.00011335 | 6.114e-11 | 0 | 0 | 0 | 0 | 6.114e-11 | 1.019e-12 | 3.2015e-05 | 3.2015e-05 | 3.2015e-05 | #NAME? | 169 | 0 | 2.2692e-05 | 2.2691e-05 | 2.2691e-05 | 169 | #NAME?
170 | 2.8333 | 0 | 0.00011335 | 5.511e-11 | 0 | 0 | 0 | 0 | 5.511e-11 | 9.185e-13 | 3.2015e-05 | 3.2015e-05 | 3.2015e-05 | #NAME? | 170 | 0 | 2.2692e-05 | 2.2691e-05 | 2.2691e-05 | 170 | #NAME?
171 | 2.85 | 0 | 0.00011335 | 4.9675e-11 | 0 | 0 | 0 | 0 | 4.9675e-11 | 8.2791e-13 | 3.2015e-05 | 3.2015e-05 | 3.2015e-05 | #NAME? | 171 | 0 | 2.2692e-05 | 2.2691e-05 | 2.2691e-05 | 171 | #NAME?
172 | 2.8667 | 0 | 0.00011335 | 4.4775e-11 | 0 | 0 | 0 | 0 | 4.4775e-11 | 7.4626e-13 | 3.2015e-05 | 3.2015e-05 | 3.2015e-05 | #NAME? | 172 | 0 | 2.2692e-05 | 2.2691e-05 | 2.2691e-05 | 172 | #NAME?
173 | 2.8833 | 0 | 0.00011335 | 4.0359e-11 | 0 | 0 | 0 | 0 | 4.0359e-11 | 6.7266e-13 | 3.2015e-05 | 3.2015e-05 | 3.2015e-05 | #NAME? | 173 | 0 | 2.2692e-05 | 2.2691e-05 | 2.2691e-05 | 173 | #NAME?
174 | 2.9 | 0 | 0.00011335 | 3.6379e-11 | 0 | 0 | 0 | 0 | 3.6379e-11 | 6.0632e-13 | 3.2015e-05 | 3.2015e-05 | 3.2015e-05 | #NAME? | 174 | 0 | 2.2692e-05 | 2.2691e-05 | 2.2691e-05 | 174 | #NAME?
175 | 2.9167 | 0 | 0.00011335 | 3.2791e-11 | 0 | 0 | 0 | 0 | 3.2791e-11 | 5.4652e-13 | 3.2015e-05 | 3.2015e-05 | 3.2015e-05 | #NAME? | 175 | 0 | 2.2692e-05 | 2.2691e-05 | 2.2691e-05 | 175 | #NAME?
176 | 2.9333 | 0 | 0.00011335 | 2.9557e-11 | 0 | 0 | 0 | 0 | 2.9557e-11 | 4.9262e-13 | 3.2015e-05 | 3.2015e-05 | 3.2015e-05 | #NAME? | 176 | 0 | 2.2692e-05 | 2.2691e-05 | 2.2691e-05 | 176 | #NAME?
177 | 2.95 | 0 | 0.00011335 | 2.6642e-11 | 0 | 0 | 0 | 0 | 2.6642e-11 | 4.4404e-13 | 3.2015e-05 | 3.2015e-05 | 3.2015e-05 | #NAME? | 177 | 0 | 2.2692e-05 | 2.2691e-05 | 2.2691e-05 | 177 | #NAME?
178 | 2.9667 | 0 | 0.00011335 | 2.4015e-11 | 0 | 0 | 0 | 0 | 2.4015e-11 | 4.0024e-13 | 3.2015e-05 | 3.2015e-05 | 3.2015e-05 | #NAME? | 178 | 0 | 2.2692e-05 | 2.2691e-05 | 2.2691e-05 | 178 | #NAME?
179 | 2.9833 | 0 | 0.00011335 | 2.1646e-11 | 0 | 0 | 0 | 0 | 2.1646e-11 | 3.6077e-13 | 3.2015e-05 | 3.2015e-05 | 3.2015e-05 | #NAME? | 179 | 0 | 2.2692e-05 | 2.2691e-05 | 2.2691e-05 | 179 | #NAME?
180 | 3 | 0 | 0.00011335 | 1.9511e-11 | 0 | 0 | 0 | 0 | 1.9511e-11 | 3.2519e-13 | 3.2015e-05 | 3.2015e-05 | 3.2015e-05 | #NAME? | 180 | 0 | 2.2692e-05 | 2.2691e-05 | 2.2691e-05 | 180 | #NAME?
181 | 3.0167 | 0 | 0.00011335 | 1.7587e-11 | 0 | 0 | 0 | 0 | 1.7587e-11 | 2.9312e-13 | 3.2015e-05 | 3.2015e-05 | 3.2015e-05 | #NAME? | 181 | 0 | 2.2692e-05 | 2.2691e-05 | 2.2691e-05 | 181 | #NAME?
182 | 3.0333 | 0 | 0.00011335 | 1.5852e-11 | 0 | 0 | 0 | 0 | 1.5852e-11 | 2.6421e-13 | 3.2015e-05 | 3.2015e-05 | 3.2015e-05 | #NAME? | 182 | 0 | 2.2692e-05 | 2.2691e-05 | 2.2691e-05 | 182 | #NAME?
183 | 3.05 | 0 | 0.00011335 | 1.4289e-11 | 0 | 0 | 0 | 0 | 1.4289e-11 | 2.3815e-13 | 3.2015e-05 | 3.2015e-05 | 3.2015e-05 | #NAME? | 183 | 0 | 2.2692e-05 | 2.2691e-05 | 2.2691e-05 | 183 | #NAME?
184 | 3.0667 | 0 | 0.00011335 | 1.288e-11 | 0 | 0 | 0 | 0 | 1.288e-11 | 2.1466e-13 | 3.2015e-05 | 3.2015e-05 | 3.2015e-05 | #NAME? | 184 | 0 | 2.2692e-05 | 2.2691e-05 | 2.2691e-05 | 184 | #NAME?
185 | 3.0833 | 0 | 0.00011335 | 1.161e-11 | 0 | 0 | 0 | 0 | 1.161e-11 | 1.9349e-13 | 3.2015e-05 | 3.2015e-05 | 3.2015e-05 | #NAME? | 185 | 0 | 2.2692e-05 | 2.2691e-05 | 2.2691e-05 | 185 | #NAME?
186 | 3.1 | 0 | 0.00011335 | 1.0465e-11 | 0 | 0 | 0 | 0 | 1.0465e-11 | 1.7441e-13 | 3.2015e-05 | 3.2015e-05 | 3.2015e-05 | #NAME? | 186 | 0 | 2.2692e-05 | 2.2691e-05 | 2.2691e-05 | 186 | #NAME?
187 | 3.1167 | 0 | 0.00011335 | 9.4325e-12 | 0 | 0 | 0 | 0 | 9.4325e-12 | 1.5721e-13 | 3.2015e-05 | 3.2015e-05 | 3.2015e-05 | #NAME? | 187 | 0 | 2.2692e-05 | 2.2691e-05 | 2.2691e-05 | 187 | #NAME?
188 | 3.1333 | 0 | 0.00011335 | 8.5022e-12 | 0 | 0 | 0 | 0 | 8.5022e-12 | 1.417e-13 | 3.2015e-05 | 3.2015e-05 | 3.2015e-05 | #NAME? | 188 | 0 | 2.2692e-05 | 2.2691e-05 | 2.2691e-05 | 188 | #NAME?
189 | 3.15 | 0 | 0.00011335 | 7.6637e-12 | 0 | 0 | 0 | 0 | 7.6637e-12 | 1.2773e-13 | 3.2015e-05 | 3.2015e-05 | 3.2015e-05 | #NAME? | 189 | 0 | 2.2692e-05 | 2.2691e-05 | 2.2691e-05 | 189 | #NAME?
190 | 3.1667 | 0 | 0.00011335 | 6.9079e-12 | 0 | 0 | 0 | 0 | 6.9079e-12 | 1.1513e-13 | 3.2015e-05 | 3.2015e-05 | 3.2015e-05 | #NAME? | 190 | 0 | 2.2692e-05 | 2.2691e-05 | 2.2691e-05 | 190 | #NAME?
191 | 3.1833 | 0 | 0.00011335 | 6.2266e-12 | 0 | 0 | 0 | 0 | 6.2266e-12 | 1.0378e-13 | 3.2015e-05 | 3.2015e-05 | 3.2015e-05 | #NAME? | 191 | 0 | 2.2692e-05 | 2.2691e-05 | 2.2691e-05 | 191 | #NAME?
192 | 3.2 | 0 | 0.00011335 | 5.6125e-12 | 0 | 0 | 0 | 0 | 5.6125e-12 | 9.3541e-14 | 3.2015e-05 | 3.2015e-05 | 3.2015e-05 | #NAME? | 192 | 0 | 2.2692e-05 | 2.2691e-05 | 2.2691e-05 | 192 | #NAME?
193 | 3.2167 | 0 | 0.00011335 | 5.059e-12 | 0 | 0 | 0 | 0 | 5.059e-12 | 8.4316e-14 | 3.2015e-05 | 3.2015e-05 | 3.2015e-05 | #NAME? | 193 | 0 | 2.2692e-05 | 2.2691e-05 | 2.2691e-05 | 193 | #NAME?
194 | 3.2333 | 0 | 0.00011335 | 4.56e-12 | 0 | 0 | 0 | 0 | 4.56e-12 | 7.6e-14 | 3.2015e-05 | 3.2015e-05 | 3.2015e-05 | #NAME? | 194 | 0 | 2.2692e-05 | 2.2691e-05 | 2.2691e-05 | 194 | #NAME?
195 | 3.25 | 0 | 0.00011335 | 4.1103e-12 | 0 | 0 | 0 | 0 | 4.1103e-12 | 6.8505e-14 | 3.2015e-05 | 3.2015e-05 | 3.2015e-05 | #NAME? | 195 | 0 | 2.2692e-05 | 2.2691e-05 | 2.2691e-05 | 195 | #NAME?
196 | 3.2667 | 0 | 0.00011335 | 3.7049e-12 | 0 | 0 | 0 | 0 | 3.7049e-12 | 6.1749e-14 | 3.2015e-05 | 3.2015e-05 | 3.2015e-05 | #NAME? | 196 | 0 | 2.2692e-05 | 2.2691e-05 | 2.2691e-05 | 196 | #NAME?
197 | 3.2833 | 0 | 0.00011335 | 3.3395e-12 | 0 | 0 | 0 | 0 | 3.3395e-12 | 5.5659e-14 | 3.2015e-05 | 3.2015e-05 | 3.2015e-05 | #NAME? | 197 | 0 | 2.2692e-05 | 2.2691e-05 | 2.2691e-05 | 197 | #NAME?
198 | 3.3 | 0 | 0.00011335 | 3.0102e-12 | 0 | 0 | 0 | 0 | 3.0102e-12 | 5.0169e-14 | 3.2015e-05 | 3.2015e-05 | 3.2015e-05 | #NAME? | 198 | 0 | 2.2692e-05 | 2.2691e-05 | 2.2691e-05 | 198 | #NAME?
199 | 3.3167 | 0 | 0.00011335 | 2.7133e-12 | 0 | 0 | 0 | 0 | 2.7133e-12 | 4.5221e-14 | 3.2015e-05 | 3.2015e-05 | 3.2015e-05 | #NAME? | 199 | 0 | 2.2692e-05 | 2.2691e-05 | 2.2691e-05 | 199 | #NAME?
200 | 3.3333 | 0 | 0.00011335 | 2.4457e-12 | 0 | 0 | 0 | 0 | 2.4457e-12 | 4.0761e-14 | 3.2015e-05 | 3.2015e-05 | 3.2015e-05 | #NAME? | 200 | 0 | 2.2692e-05 | 2.2691e-05 | 2.2691e-05 | 200 | #NAME?
201 | 3.35 | 0 | 0.00011335 | 2.2045e-12 | 0 | 0 | 0 | 0 | 2.2045e-12 | 3.6741e-14 | 3.2015e-05 | 3.2015e-05 | 3.2015e-05 | #NAME? | 201 | 0 | 2.2692e-05 | 2.2691e-05 | 2.2691e-05 | 201 | #NAME?
202 | 3.3667 | 0 | 0.00011335 | 1.9871e-12 | 0 | 0 | 0 | 0 | 1.9871e-12 | 3.3118e-14 | 3.2015e-05 | 3.2015e-05 | 3.2015e-05 | #NAME? | 202 | 0 | 2.2692e-05 | 2.2691e-05 | 2.2691e-05 | 202 | #NAME?
203 | 3.3833 | 0 | 0.00011335 | 1.7911e-12 | 0 | 0 | 0 | 0 | 1.7911e-12 | 2.9852e-14 | 3.2015e-05 | 3.2015e-05 | 3.2015e-05 | #NAME? | 203 | 0 | 2.2692e-05 | 2.2691e-05 | 2.2691e-05 | 203 | #NAME?
204 | 3.4 | 0 | 0.00011335 | 1.6144e-12 | 0 | 0 | 0 | 0 | 1.6144e-12 | 2.6907e-14 | 3.2015e-05 | 3.2015e-05 | 3.2015e-05 | #NAME? | 204 | 0 | 2.2692e-05 | 2.2691e-05 | 2.2691e-05 | 204 | #NAME?
205 | 3.4167 | 0 | 0.00011335 | 1.4552e-12 | 0 | 0 | 0 | 0 | 1.4552e-12 | 2.4254e-14 | 3.2015e-05 | 3.2015e-05 | 3.2015e-05 | #NAME? | 205 | 0 | 2.2692e-05 | 2.2691e-05 | 2.2691e-05 | 205 | #NAME?
206 | 3.4333 | 0 | 0.00011335 | 1.3117e-12 | 0 | 0 | 0 | 0 | 1.3117e-12 | 2.1862e-14 | 3.2015e-05 | 3.2015e-05 | 3.2015e-05 | #NAME? | 206 | 0 | 2.2692e-05 | 2.2691e-05 | 2.2691e-05 | 206 | #NAME?
207 | 3.45 | 0 | 0.00011335 | 1.1823e-12 | 0 | 0 | 0 | 0 | 1.1823e-12 | 1.9706e-14 | 3.2015e-05 | 3.2015e-05 | 3.2015e-05 | #NAME? | 207 | 0 | 2.2692e-05 | 2.2691e-05 | 2.2691e-05 | 207 | #NAME?
208 | 3.4667 | 0 | 0.00011335 | 1.0657e-12 | 0 | 0 | 0 | 0 | 1.0657e-12 | 1.7762e-14 | 3.2015e-05 | 3.2015e-05 | 3.2015e-05 | #NAME? | 208 | 0 | 2.2692e-05 | 2.2691e-05 | 2.2691e-05 | 208 | #NAME?
209 | 3.4833 | 0 | 0.00011335 | 9.6062e-13 | 0 | 0 | 0 | 0 | 9.6062e-13 | 1.601e-14 | 3.2015e-05 | 3.2015e-05 | 3.2015e-05 | #NAME? | 209 | 0 | 2.2692e-05 | 2.2691e-05 | 2.2691e-05 | 209 | #NAME?
210 | 3.5 | 0 | 0.00011335 | 8.6588e-13 | 0 | 0 | 0 | 0 | 8.6588e-13 | 1.4431e-14 | 3.2015e-05 | 3.2015e-05 | 3.2015e-05 | #NAME? | 210 | 0 | 2.2692e-05 | 2.2691e-05 | 2.2691e-05 | 210 | #NAME?
211 | 3.5167 | 0 | 0.00011335 | 7.8048e-13 | 0 | 0 | 0 | 0 | 7.8048e-13 | 1.3008e-14 | 3.2015e-05 | 3.2015e-05 | 3.2015e-05 | #NAME? | 211 | 0 | 2.2692e-05 | 2.2691e-05 | 2.2691e-05 | 211 | #NAME?
212 | 3.5333 | 0 | 0.00011335 | 7.0351e-13 | 0 | 0 | 0 | 0 | 7.0351e-13 | 1.1725e-14 | 3.2015e-05 | 3.2015e-05 | 3.2015e-05 | #NAME? | 212 | 0 | 2.2692e-05 | 2.2691e-05 | 2.2691e-05 | 212 | #NAME?
213 | 3.55 | 0 | 0.00011335 | 6.3413e-13 | 0 | 0 | 0 | 0 | 6.3413e-13 | 1.0569e-14 | 3.2015e-05 | 3.2015e-05 | 3.2015e-05 | #NAME? | 213 | 0 | 2.2692e-05 | 2.2691e-05 | 2.2691e-05 | 213 | #NAME?
214 | 3.5667 | 0 | 0.00011335 | 5.7159e-13 | 0 | 0 | 0 | 0 | 5.7159e-13 | 9.5264e-15 | 3.2015e-05 | 3.2015e-05 | 3.2015e-05 | #NAME? | 214 | 0 | 2.2692e-05 | 2.2691e-05 | 2.2691e-05 | 214 | #NAME?
215 | 3.5833 | 0 | 0.00011335 | 5.1521e-13 | 0 | 0 | 0 | 0 | 5.1521e-13 | 8.5869e-15 | 3.2015e-05 | 3.2015e-05 | 3.2015e-05 | #NAME? | 215 | 0 | 2.2692e-05 | 2.2691e-05 | 2.2691e-05 | 215 | #NAME?
216 | 3.6 | 0 | 0.00011335 | 4.644e-13 | 0 | 0 | 0 | 0 | 4.644e-13 | 7.74e-15 | 3.2015e-05 | 3.2015e-05 | 3.2015e-05 | #NAME? | 216 | 0 | 2.2692e-05 | 2.2691e-05 | 2.2691e-05 | 216 | #NAME?
217 | 3.6167 | 0 | 0.00011335 | 4.186e-13 | 0 | 0 | 0 | 0 | 4.186e-13 | 6.9767e-15 | 3.2015e-05 | 3.2015e-05 | 3.2015e-05 | #NAME? | 217 | 0 | 2.2692e-05 | 2.2691e-05 | 2.2691e-05 | 217 | #NAME?
218 | 3.6333 | 0 | 0.00011335 | 3.7732e-13 | 0 | 0 | 0 | 0 | 3.7732e-13 | 6.2886e-15 | 3.2015e-05 | 3.2015e-05 | 3.2015e-05 | #NAME? | 218 | 0 | 2.2692e-05 | 2.2691e-05 | 2.2691e-05 | 218 | #NAME?
219 | 3.65 | 0 | 0.00011335 | 3.401e-13 | 0 | 0 | 0 | 0 | 3.401e-13 | 5.6684e-15 | 3.2015e-05 | 3.2015e-05 | 3.2015e-05 | #NAME? | 219 | 0 | 2.2692e-05 | 2.2691e-05 | 2.2691e-05 | 219 | #NAME?
220 | 3.6667 | 0 | 0.00011335 | 3.0656e-13 | 0 | 0 | 0 | 0 | 3.0656e-13 | 5.1093e-15 | 3.2015e-05 | 3.2015e-05 | 3.2015e-05 | #NAME? | 220 | 0 | 2.2692e-05 | 2.2691e-05 | 2.2691e-05 | 220 | #NAME?
221 | 3.6833 | 0 | 0.00011335 | 2.7633e-13 | 0 | 0 | 0 | 0 | 2.7633e-13 | 4.6054e-15 | 3.2015e-05 | 3.2015e-05 | 3.2015e-05 | #NAME? | 221 | 0 | 2.2692e-05 | 2.2691e-05 | 2.2691e-05 | 221 | #NAME?
222 | 3.7 | 0 | 0.00011335 | 2.4907e-13 | 0 | 0 | 0 | 0 | 2.4907e-13 | 4.1512e-15 | 3.2015e-05 | 3.2015e-05 | 3.2015e-05 | #NAME? | 222 | 0 | 2.2692e-05 | 2.2691e-05 | 2.2691e-05 | 222 | #NAME?
223 | 3.7167 | 0 | 0.00011335 | 2.2451e-13 | 0 | 0 | 0 | 0 | 2.2451e-13 | 3.7418e-15 | 3.2015e-05 | 3.2015e-05 | 3.2015e-05 | #NAME? | 223 | 0 | 2.2692e-05 | 2.2691e-05 | 2.2691e-05 | 223 | #NAME?
224 | 3.7333 | 0 | 0.00011335 | 2.0237e-13 | 0 | 0 | 0 | 0 | 2.0237e-13 | 3.3728e-15 | 3.2015e-05 | 3.2015e-05 | 3.2015e-05 | #NAME? | 224 | 0 | 2.2692e-05 | 2.2691e-05 | 2.2691e-05 | 224 | #NAME?
225 | 3.75 | 0 | 0.00011335 | 1.8241e-13 | 0 | 0 | 0 | 0 | 1.8241e-13 | 3.0401e-15 | 3.2015e-05 | 3.2015e-05 | 3.2015e-05 | #NAME? | 225 | 0 | 2.2692e-05 | 2.2691e-05 | 2.2691e-05 | 225 | #NAME?
226 | 3.7667 | 0 | 0.00011335 | 1.6442e-13 | 0 | 0 | 0 | 0 | 1.6442e-13 | 2.7403e-15 | 3.2015e-05 | 3.2015e-05 | 3.2015e-05 | #NAME? | 226 | 0 | 2.2692e-05 | 2.2691e-05 | 2.2691e-05 | 226 | #NAME?
227 | 3.7833 | 0 | 0.00011335 | 1.482e-13 | 0 | 0 | 0 | 0 | 1.482e-13 | 2.47e-15 | 3.2015e-05 | 3.2015e-05 | 3.2015e-05 | #NAME? | 227 | 0 | 2.2692e-05 | 2.2691e-05 | 2.2691e-05 | 227 | #NAME?
228 | 3.8 | 0 | 0.00011335 | 1.3359e-13 | 0 | 0 | 0 | 0 | 1.3359e-13 | 2.2264e-15 | 3.2015e-05 | 3.2015e-05 | 3.2015e-05 | #NAME? | 228 | 0 | 2.2692e-05 | 2.2691e-05 | 2.2691e-05 | 228 | #NAME?
229 | 3.8167 | 0 | 0.00011335 | 1.2041e-13 | 0 | 0 | 0 | 0 | 1.2041e-13 | 2.0069e-15 | 3.2015e-05 | 3.2015e-05 | 3.2015e-05 | #NAME? | 229 | 0 | 2.2692e-05 | 2.2691e-05 | 2.2691e-05 | 229 | #NAME?
230 | 3.8333 | 0 | 0.00011335 | 1.0854e-13 | 0 | 0 | 0 | 0 | 1.0854e-13 | 1.8089e-15 | 3.2015e-05 | 3.2015e-05 | 3.2015e-05 | #NAME? | 230 | 0 | 2.2692e-05 | 2.2691e-05 | 2.2691e-05 | 230 | #NAME?
231 | 3.85 | 0 | 0.00011335 | 9.7832e-14 | 0 | 0 | 0 | 0 | 9.7832e-14 | 1.6305e-15 | 3.2015e-05 | 3.2015e-05 | 3.2015e-05 | #NAME? | 231 | 0 | 2.2692e-05 | 2.2691e-05 | 2.2691e-05 | 231 | #NAME?
232 | 3.8667 | 0 | 0.00011335 | 8.8183e-14 | 0 | 0 | 0 | 0 | 8.8183e-14 | 1.4697e-15 | 3.2015e-05 | 3.2015e-05 | 3.2015e-05 | #NAME? | 232 | 0 | 2.2692e-05 | 2.2691e-05 | 2.2691e-05 | 232 | #NAME?
233 | 3.8833 | 0 | 0.00011335 | 7.9486e-14 | 0 | 0 | 0 | 0 | 7.9486e-14 | 1.3248e-15 | 3.2015e-05 | 3.2015e-05 | 3.2015e-05 | #NAME? | 233 | 0 | 2.2692e-05 | 2.2691e-05 | 2.2691e-05 | 233 | #NAME?
234 | 3.9 | 0 | 0.00011335 | 7.1647e-14 | 0 | 0 | 0 | 0 | 7.1647e-14 | 1.1941e-15 | 3.2015e-05 | 3.2015e-05 | 3.2015e-05 | #NAME? | 234 | 0 | 2.2692e-05 | 2.2691e-05 | 2.2691e-05 | 234 | #NAME?
235 | 3.9167 | 0 | 0.00011335 | 6.4581e-14 | 0 | 0 | 0 | 0 | 6.4581e-14 | 1.0763e-15 | 3.2015e-05 | 3.2015e-05 | 3.2015e-05 | #NAME? | 235 | 0 | 2.2692e-05 | 2.2691e-05 | 2.2691e-05 | 235 | #NAME?
236 | 3.9333 | 0 | 0.00011335 | 5.8211e-14 | 0 | 0 | 0 | 0 | 5.8211e-14 | 9.7019e-16 | 3.2015e-05 | 3.2015e-05 | 3.2015e-05 | #NAME? | 236 | 0 | 2.2692e-05 | 2.2691e-05 | 2.2691e-05 | 236 | #NAME?
237 | 3.95 | 0 | 0.00011335 | 5.247e-14 | 0 | 0 | 0 | 0 | 5.247e-14 | 8.7451e-16 | 3.2015e-05 | 3.2015e-05 | 3.2015e-05 | #NAME? | 237 | 0 | 2.2692e-05 | 2.2691e-05 | 2.2691e-05 | 237 | #NAME?
238 | 3.9667 | 0 | 0.00011335 | 4.7295e-14 | 0 | 0 | 0 | 0 | 4.7295e-14 | 7.8826e-16 | 3.2015e-05 | 3.2015e-05 | 3.2015e-05 | #NAME? | 238 | 0 | 2.2692e-05 | 2.2691e-05 | 2.2691e-05 | 238 | #NAME?
239 | 3.9833 | 0 | 0.00011335 | 4.2631e-14 | 0 | 0 | 0 | 0 | 4.2631e-14 | 7.1052e-16 | 3.2015e-05 | 3.2015e-05 | 3.2015e-05 | #NAME? | 239 | 0 | 2.2692e-05 | 2.2691e-05 | 2.2691e-05 | 239 | #NAME?
240 | 4 | 0 | 0.00011335 | 3.8427e-14 | 0.62664 | 0 | 0 | 0 | 3.8427e-14 | 6.4044e-16 | 3.2015e-05 | 3.2015e-05 | 3.2015e-05 | #NAME? | 240 | 0 | 2.2692e-05 | 2.2691e-05 | 2.2691e-05 | 240 | #NAME?
241 | 4.0167 | 0 | 0.00011335 | 3.4637e-14 | 0.62664 | 1.1698e-05 | 1.1698e-05 | 0 | 1.1698e-05 | 1.9497e-07 | 3.2121e-05 | 3.212e-05 | 3.212e-05 | #NAME? | 241 | 0 | 2.2692e-05 | 2.2691e-05 | 2.2691e-05 | 241 | #NAME?
242 | 4.0333 | 0 | 0.00011335 | 3.1221e-14 | 0.62664 | 2.2243e-05 | 2.2243e-05 | 0 | 2.2243e-05 | 3.7071e-07 | 3.2321e-05 | 3.232e-05 | 3.232e-05 | #NAME? | 242 | 0 | 2.2692e-05 | 2.2691e-05 | 2.2691e-05 | 242 | #NAME?
243 | 4.05 | 0 | 0.00011335 | 2.8142e-14 | 0.62664 | 3.1747e-05 | 3.1747e-05 | 0 | 3.1747e-05 | 5.2912e-07 | 3.2606e-05 | 3.2606e-05 | 3.2606e-05 | #NAME? | 243 | 0 | 2.2692e-05 | 2.2691e-05 | 2.2691e-05 | 243 | #NAME?
244 | 4.0667 | 0 | 0.00011335 | 2.5366e-14 | 0.62664 | 4.0315e-05 | 4.0315e-05 | 0 | 4.0315e-05 | 6.7191e-07 | 3.2969e-05 | 3.2969e-05 | 3.2969e-05 | #NAME? | 244 | 0 | 2.2692e-05 | 2.2691e-05 | 2.2691e-05 | 244 | #NAME?
245 | 4.0833 | 0 | 0.00011335 | 2.2864e-14 | 0.62664 | 4.8037e-05 | 4.8037e-05 | 0 | 4.8037e-05 | 8.0061e-07 | 3.3402e-05 | 3.3401e-05 | 3.3401e-05 | #NAME? | 245 | 0 | 2.2692e-05 | 2.2691e-05 | 2.2691e-05 | 245 | #NAME?
246 | 4.1 | 0 | 0.00011335 | 2.0609e-14 | 0.62664 | 5.4997e-05 | 5.4997e-05 | 0 | 5.4997e-05 | 9.1662e-07 | 3.3897e-05 | 3.3896e-05 | 3.3896e-05 | #NAME? | 246 | 0 | 2.2692e-05 | 2.2691e-05 | 2.2691e-05 | 246 | #NAME?
247 | 4.1167 | 0 | 0.00011335 | 1.8577e-14 | 0.62664 | 6.1272e-05 | 6.1272e-05 | 0 | 6.1272e-05 | 1.0212e-06 | 3.4448e-05 | 3.4447e-05 | 3.4447e-05 | #NAME? | 247 | 0 | 2.2692e-05 | 2.2691e-05 | 2.2691e-05 | 247 | #NAME?
248 | 4.1333 | 0 | 0.00011335 | 1.6745e-14 | 0.62664 | 6.6927e-05 | 6.6927e-05 | 0 | 6.6927e-05 | 1.1154e-06 | 3.505e-05 | 3.505e-05 | 3.505e-05 | #NAME? | 248 | 0 | 2.2692e-05 | 2.2691e-05 | 2.2691e-05 | 248 | #NAME?
249 | 4.15 | 0 | 0.00011335 | 1.5093e-14 | 0.62664 | 7.2025e-05 | 7.2025e-05 | 0 | 7.2025e-05 | 1.2004e-06 | 3.5699e-05 | 3.5698e-05 | 3.5698e-05 | #NAME? | 249 | 0 | 2.2692e-05 | 2.2691e-05 | 2.2691e-05 | 249 | #NAME?
250 | 4.1667 | 0 | 0.00011335 | 1.3605e-14 | 0.62664 | 7.6619e-05 | 7.6619e-05 | 0 | 7.6619e-05 | 1.277e-06 | 3.6388e-05 | 3.6388e-05 | 3.6388e-05 | #NAME? | 250 | 0 | 2.2692e-05 | 2.2691e-05 | 2.2691e-05 | 250 | #NAME?
251 | 4.1833 | 0 | 0.00011335 | 1.2263e-14 | 0.62664 | 8.0761e-05 | 8.0761e-05 | 0 | 8.0761e-05 | 1.346e-06 | 3.7115e-05 | 3.7114e-05 | 3.7114e-05 | #NAME? | 251 | 0 | 2.2692e-05 | 2.2691e-05 | 2.2691e-05 | 251 | #NAME?
252 | 4.2 | 0 | 0.00011335 | 1.1054e-14 | 0.62664 | 8.4494e-05 | 8.4494e-05 | 0 | 8.4494e-05 | 1.4082e-06 | 3.7876e-05 | 3.7875e-05 | 3.7875e-05 | #NAME? | 252 | 0 | 2.2692e-05 | 2.2691e-05 | 2.2691e-05 | 252 | #NAME?
253 | 4.2167 | 0 | 0.00011335 | 9.9634e-15 | 0.62664 | 8.7859e-05 | 8.7859e-05 | 0 | 8.7859e-05 | 1.4643e-06 | 3.8666e-05 | 3.8665e-05 | 3.8665e-05 | #NAME? | 253 | 0 | 2.2692e-05 | 2.2691e-05 | 2.2691e-05 | 253 | #NAME?
254 | 4.2333 | 0 | 0.00011335 | 8.9807e-15 | 0.62664 | 9.0893e-05 | 9.0893e-05 | 0 | 9.0893e-05 | 1.5149e-06 | 3.9484e-05 | 3.9483e-05 | 3.9483e-05 | #NAME? | 254 | 0 | 2.2692e-05 | 2.2691e-05 | 2.2691e-05 | 254 | #NAME?
255 | 4.25 | 0 | 0.00011335 | 8.095e-15 | 0.62664 | 9.3627e-05 | 9.3627e-05 | 0 | 9.3627e-05 | 1.5604e-06 | 4.0327e-05 | 4.0326e-05 | 4.0326e-05 | #NAME? | 255 | 0 | 2.2692e-05 | 2.2691e-05 | 2.2691e-05 | 255 | #NAME?
256 | 4.2667 | 0 | 0.00011335 | 7.2966e-15 | 0.62664 | 9.6091e-05 | 9.6091e-05 | 0 | 9.6091e-05 | 1.6015e-06 | 4.1192e-05 | 4.1191e-05 | 4.1191e-05 | #NAME? | 256 | 0 | 2.2692e-05 | 2.2691e-05 | 2.2691e-05 | 256 | #NAME?
257 | 4.2833 | 0 | 0.00011335 | 6.577e-15 | 0.62664 | 9.8312e-05 | 9.8312e-05 | 0 | 9.8312e-05 | 1.6385e-06 | 4.2077e-05 | 4.2076e-05 | 4.2076e-05 | #NAME? | 257 | 0 | 2.2692e-05 | 2.2691e-05 | 2.2691e-05 | 257 | #NAME?
258 | 4.3 | 0 | 0.00011335 | 5.9284e-15 | 0.62664 | 0.00010031 | 0.00010031 | 0 | 0.00010031 | 1.6719e-06 | 4.2979e-05 | 4.2978e-05 | 4.2978e-05 | #NAME? | 258 | 0 | 2.2692e-05 | 2.2691e-05 | 2.2691e-05 | 258 | #NAME?
259 | 4.3167 | 0 | 0.00011335 | 5.3437e-15 | 0.62664 | 0.00010212 | 0.00010212 | 0 | 0.00010212 | 1.702e-06 | 4.3898e-05 | 4.3897e-05 | 4.3897e-05 | #NAME? | 259 | 0 | 2.2692e-05 | 2.2691e-05 | 2.2691e-05 | 259 | #NAME?
260 | 4.3333 | 0 | 0.00011335 | 4.8167e-15 | 0.62664 | 0.00010375 | 0.00010375 | 0 | 0.00010375 | 1.7291e-06 | 4.4832e-05 | 4.4831e-05 | 4.4831e-05 | #NAME? | 260 | 0 | 2.2692e-05 | 2.2691e-05 | 2.2691e-05 | 260 | #NAME?
261 | 4.35 | 0 | 0.00011335 | 4.3416e-15 | 0.62664 | 0.00010521 | 0.00010521 | 0 | 0.00010521 | 1.7535e-06 | 4.5779e-05 | 4.5778e-05 | 4.5778e-05 | #NAME? | 261 | 0 | 2.2692e-05 | 2.2691e-05 | 2.2691e-05 | 261 | #NAME?
262 | 4.3667 | 0 | 0.00011335 | 3.9134e-15 | 0.62664 | 0.00010653 | 0.00010653 | 0 | 0.00010653 | 1.7756e-06 | 4.6738e-05 | 4.6737e-05 | 4.6737e-05 | #NAME? | 262 | 0 | 2.2692e-05 | 2.2691e-05 | 2.2691e-05 | 262 | #NAME?
263 | 4.3833 | 0 | 0.00011335 | 3.5275e-15 | 0.62664 | 0.00010773 | 0.00010773 | 0 | 0.00010773 | 1.7954e-06 | 4.7707e-05 | 4.7706e-05 | 4.7706e-05 | #NAME? | 263 | 0 | 2.2692e-05 | 2.2691e-05 | 2.2691e-05 | 263 | #NAME?
264 | 4.4 | 0 | 0.00011335 | 3.1796e-15 | 0.62664 | 0.0001088 | 0.0001088 | 0 | 0.0001088 | 1.8133e-06 | 4.8687e-05 | 4.8685e-05 | 4.8685e-05 | #NAME? | 264 | 0 | 2.2692e-05 | 2.2691e-05 | 2.2691e-05 | 264 | #NAME?
265 | 4.4167 | 0 | 0.00011335 | 2.866e-15 | 0.62664 | 0.00010977 | 0.00010977 | 0 | 0.00010977 | 1.8295e-06 | 4.9675e-05 | 4.9673e-05 | 4.9673e-05 | #NAME? | 265 | 0 | 2.2692e-05 | 2.2691e-05 | 2.2691e-05 | 265 | #NAME?
266 | 4.4333 | 0 | 0.00011335 | 2.5833e-15 | 0.62664 | 0.00011064 | 0.00011064 | 0 | 0.00011064 | 1.844e-06 | 5.067e-05 | 5.0669e-05 | 5.0669e-05 | #NAME? | 266 | 0 | 2.2692e-05 | 2.2691e-05 | 2.2691e-05 | 266 | #NAME?
267 | 4.45 | 0 | 0.00011335 | 2.3286e-15 | 0.62664 | 0.00011143 | 0.00011143 | 0 | 0.00011143 | 1.8571e-06 | 5.1673e-05 | 5.1672e-05 | 5.1672e-05 | #NAME? | 267 | 0 | 2.2692e-05 | 2.2691e-05 | 2.2691e-05 | 267 | #NAME?
268 | 4.4667 | 0 | 0.00011335 | 2.0989e-15 | 0.62664 | 0.00011214 | 0.00011214 | 0 | 0.00011214 | 1.8689e-06 | 5.2682e-05 | 5.2681e-05 | 5.2681e-05 | #NAME? | 268 | 0 | 2.2692e-05 | 2.2691e-05 | 2.2691e-05 | 268 | #NAME?
269 | 4.4833 | 0 | 0.00011335 | 1.8919e-15 | 0.62664 | 0.00011277 | 0.00011277 | 0 | 0.00011277 | 1.8796e-06 | 5.3697e-05 | 5.3696e-05 | 5.3696e-05 | #NAME? | 269 | 0 | 2.2692e-05 | 2.2691e-05 | 2.2691e-05 | 269 | #NAME?
270 | 4.5 | 0 | 0.00011335 | 1.7053e-15 | 0.62664 | 0.00011335 | 0.00011335 | 0 | 0.00011335 | 1.8892e-06 | 5.4717e-05 | 5.4716e-05 | 5.4716e-05 | #NAME? | 270 | 0 | 2.2692e-05 | 2.2691e-05 | 2.2691e-05 | 270 | #NAME?
271 | 4.5167 | 0 | 0.00011335 | 1.5371e-15 | 0 | 0.00011335 | 0.00010217 | 0 | 0.00010217 | 1.7029e-06 | 5.5637e-05 | 5.5635e-05 | 5.5635e-05 | #NAME? | 271 | 0 | 2.2692e-05 | 2.2691e-05 | 2.2691e-05 | 271 | #NAME?
272 | 4.5333 | 0 | 0.00011335 | 1.3855e-15 | 0 | 0.00011335 | 9.2095e-05 | 0 | 9.2095e-05 | 1.5349e-06 | 5.6466e-05 | 5.6464e-05 | 5.6464e-05 | #NAME? | 272 | 0 | 2.2692e-05 | 2.2691e-05 | 2.2691e-05 | 272 | #NAME?
273 | 4.55 | 0 | 0.00011335 | 1.2489e-15 | 0 | 0.00011335 | 8.3012e-05 | 0 | 8.3012e-05 | 1.3835e-06 | 5.7213e-05 | 5.7211e-05 | 5.7211e-05 | #NAME? | 273 | 0 | 2.2692e-05 | 2.2691e-05 | 2.2691e-05 | 273 | #NAME?
274 | 4.5667 | 0 | 0.00011335 | 1.1257e-15 | 0 | 0.00011335 | 7.4825e-05 | 0 | 7.4825e-05 | 1.2471e-06 | 5.7886e-05 | 5.7885e-05 | 5.7885e-05 | #NAME? | 274 | 0 | 2.2692e-05 | 2.2691e-05 | 2.2691e-05 | 274 | #NAME?
275 | 4.5833 | 0 | 0.00011335 | 1.0147e-15 | 0 | 0.00011335 | 6.7445e-05 | 0 | 6.7445e-05 | 1.1241e-06 | 5.8493e-05 | 5.8492e-05 | 5.8492e-05 | #NAME? | 275 | 0 | 2.2692e-05 | 2.2691e-05 | 2.2691e-05 | 275 | #NAME?
276 | 4.6 | 0 | 0.00011335 | 9.1462e-16 | 0 | 0.00011335 | 6.0793e-05 | 0 | 6.0793e-05 | 1.0132e-06 | 5.9041e-05 | 5.9039e-05 | 5.9039e-05 | #NAME? | 276 | 0 | 2.2692e-05 | 2.2691e-05 | 2.2691e-05 | 276 | #NAME?
277 | 4.6167 | 0 | 0.00011335 | 8.2441e-16 | 0 | 0.00011335 | 5.4798e-05 | 0 | 5.4798e-05 | 9.133e-07 | 5.9534e-05 | 5.9532e-05 | 5.9532e-05 | #NAME? | 277 | 0 | 2.2692e-05 | 2.2691e-05 | 2.2691e-05 | 277 | #NAME?
278 | 4.6333 | 0 | 0.00011335 | 7.431e-16 | 0 | 0.00011335 | 4.9393e-05 | 0 | 4.9393e-05 | 8.2322e-07 | 5.9978e-05 | 5.9976e-05 | 5.9976e-05 | #NAME? | 278 | 0 | 2.2692e-05 | 2.2691e-05 | 2.2691e-05 | 278 | #NAME?
279 | 4.65 | 0 | 0.00011335 | 6.6982e-16 | 0 | 0.00011335 | 4.4522e-05 | 0 | 4.4522e-05 | 7.4203e-07 | 6.0379e-05 | 6.0377e-05 | 6.0377e-05 | #NAME? | 279 | 0 | 2.2692e-05 | 2.2691e-05 | 2.2691e-05 | 279 | #NAME?
280 | 4.6667 | 0 | 0.00011335 | 6.0376e-16 | 0 | 0.00011335 | 4.0131e-05 | 0 | 4.0131e-05 | 6.6885e-07 | 6.074e-05 | 6.0738e-05 | 6.0738e-05 | #NAME? | 280 | 0 | 2.2692e-05 | 2.2691e-05 | 2.2691e-05 | 280 | #NAME?
281 | 4.6833 | 0 | 0.00011335 | 5.4421e-16 | 0 | 0.00011335 | 3.6173e-05 | 0 | 3.6173e-05 | 6.0288e-07 | 6.1066e-05 | 6.1064e-05 | 6.1064e-05 | #NAME? | 281 | 0 | 2.2692e-05 | 2.2691e-05 | 2.2691e-05 | 281 | #NAME?
282 | 4.7 | 0 | 0.00011335 | 4.9054e-16 | 0 | 0.00011335 | 3.2606e-05 | 0 | 3.2606e-05 | 5.4343e-07 | 6.1359e-05 | 6.1357e-05 | 6.1357e-05 | #NAME? | 282 | 0 | 2.2692e-05 | 2.2691e-05 | 2.2691e-05 | 282 | #NAME?
283 | 4.7167 | 0 | 0.00011335 | 4.4216e-16 | 0 | 0.00011335 | 2.939e-05 | 0 | 2.939e-05 | 4.8983e-07 | 6.1624e-05 | 6.1622e-05 | 6.1622e-05 | #NAME? | 283 | 0 | 2.2692e-05 | 2.2691e-05 | 2.2691e-05 | 283 | #NAME?
284 | 4.7333 | 0 | 0.00011335 | 3.9855e-16 | 0 | 0.00011335 | 2.6491e-05 | 0 | 2.6491e-05 | 4.4152e-07 | 6.1862e-05 | 6.186e-05 | 6.186e-05 | #NAME? | 284 | 0 | 2.2692e-05 | 2.2691e-05 | 2.2691e-05 | 284 | #NAME?
285 | 4.75 | 0 | 0.00011335 | 3.5924e-16 | 0 | 0.00011335 | 2.3879e-05 | 0 | 2.3879e-05 | 3.9798e-07 | 6.2077e-05 | 6.2075e-05 | 6.2075e-05 | #NAME? | 285 | 0 | 2.2692e-05 | 2.2691e-05 | 2.2691e-05 | 285 | #NAME?
286 | 4.7667 | 0 | 0.00011335 | 3.2381e-16 | 0 | 0.00011335 | 2.1524e-05 | 0 | 2.1524e-05 | 3.5873e-07 | 6.2271e-05 | 6.2269e-05 | 6.2269e-05 | #NAME? | 286 | 0 | 2.2692e-05 | 2.2691e-05 | 2.2691e-05 | 286 | #NAME?
287 | 4.7833 | 0 | 0.00011335 | 2.9188e-16 | 0 | 0.00011335 | 1.9401e-05 | 0 | 1.9401e-05 | 3.2335e-07 | 6.2445e-05 | 6.2443e-05 | 6.2443e-05 | #NAME? | 287 | 0 | 2.2692e-05 | 2.2691e-05 | 2.2691e-05 | 287 | #NAME?
288 | 4.8 | 0 | 0.00011335 | 2.6309e-16 | 0 | 0.00011335 | 1.7487e-05 | 0 | 1.7487e-05 | 2.9146e-07 | 6.2603e-05 | 6.2601e-05 | 6.2601e-05 | #NAME? | 288 | 0 | 2.2692e-05 | 2.2691e-05 | 2.2691e-05 | 288 | #NAME?
289 | 4.8167 | 0 | 0.00011335 | 2.3714e-16 | 0 | 0.00011335 | 1.5763e-05 | 0 | 1.5763e-05 | 2.6271e-07 | 6.2745e-05 | 6.2743e-05 | 6.2743e-05 | #NAME? | 289 | 0 | 2.2692e-05 | 2.2691e-05 | 2.2691e-05 | 289 | #NAME?
290 | 4.8333 | 0 | 0.00011335 | 2.1376e-16 | 0 | 0.00011335 | 1.4208e-05 | 0 | 1.4208e-05 | 2.368e-07 | 6.2872e-05 | 6.287e-05 | 6.287e-05 | #NAME? | 290 | 0 | 2.2692e-05 | 2.2691e-05 | 2.2691e-05 | 290 | #NAME?
291 | 4.85 | 0 | 0.00011335 | 1.9267e-16 | 0 | 0.00011335 | 1.2807e-05 | 0 | 1.2807e-05 | 2.1345e-07 | 6.2988e-05 | 6.2986e-05 | 6.2986e-05 | #NAME? | 291 | 0 | 2.2692e-05 | 2.2691e-05 | 2.2691e-05 | 291 | #NAME?
292 | 4.8667 | 0 | 0.00011335 | 1.7367e-16 | 0 | 0.00011335 | 1.1544e-05 | 0 | 1.1544e-05 | 1.924e-07 | 6.3092e-05 | 6.309e-05 | 6.309e-05 | #NAME? | 292 | 0 | 2.2692e-05 | 2.2691e-05 | 2.2691e-05 | 292 | #NAME?
293 | 4.8833 | 0 | 0.00011335 | 1.5654e-16 | 0 | 0.00011335 | 1.0405e-05 | 0 | 1.0405e-05 | 1.7342e-07 | 6.3185e-05 | 6.3183e-05 | 6.3183e-05 | #NAME? | 293 | 0 | 2.2692e-05 | 2.2691e-05 | 2.2691e-05 | 293 | #NAME?
294 | 4.9 | 0 | 0.00011335 | 1.411e-16 | 0 | 0.00011335 | 9.3791e-06 | 0 | 9.3791e-06 | 1.5632e-07 | 6.327e-05 | 6.3268e-05 | 6.3268e-05 | #NAME? | 294 | 0 | 2.2692e-05 | 2.2691e-05 | 2.2691e-05 | 294 | #NAME?
295 | 4.9167 | 0 | 0.00011335 | 1.2719e-16 | 0 | 0.00011335 | 8.4541e-06 | 0 | 8.4541e-06 | 1.409e-07 | 6.3346e-05 | 6.3344e-05 | 6.3344e-05 | #NAME? | 295 | 0 | 2.2692e-05 | 2.2691e-05 | 2.2691e-05 | 295 | #NAME?
296 | 4.9333 | 0 | 0.00011335 | 1.1464e-16 | 0 | 0.00011335 | 7.6203e-06 | 0 | 7.6203e-06 | 1.27e-07 | 6.3414e-05 | 6.3412e-05 | 6.3412e-05 | #NAME? | 296 | 0 | 2.2692e-05 | 2.2691e-05 | 2.2691e-05 | 296 | #NAME?
297 | 4.95 | 0 | 0.00011335 | 1.0334e-16 | 0 | 0.00011335 | 6.8688e-06 | 0 | 6.8688e-06 | 1.1448e-07 | 6.3476e-05 | 6.3474e-05 | 6.3474e-05 | #NAME? | 297 | 0 | 2.2692e-05 | 2.2691e-05 | 2.2691e-05 | 297 | #NAME?
298 | 4.9667 | 0 | 0.00011335 | 9.3146e-17 | 0 | 0.00011335 | 6.1913e-06 | 0 | 6.1913e-06 | 1.0319e-07 | 6.3532e-05 | 6.353e-05 | 6.353e-05 | #NAME? | 298 | 0 | 2.2692e-05 | 2.2691e-05 | 2.2691e-05 | 298 | #NAME?
299 | 4.9833 | 0 | 0.00011335 | 8.396e-17 | 0 | 0.00011335 | 5.5807e-06 | 0 | 5.5807e-06 | 9.3012e-08 | 6.3582e-05 | 6.358e-05 | 6.358e-05 | #NAME? | 299 | 0 | 2.2692e-05 | 2.2691e-05 | 2.2691e-05 | 299 | #NAME?
300 | 5 | 0 | 0.00011335 | 7.5679e-17 | 0 | 0.00011335 | 5.0303e-06 | 0 | 5.0303e-06 | 8.3839e-08 | 6.3627e-05 | 6.3625e-05 | 6.3625e-05 | #NAME? | 300 | 0 | 2.2692e-05 | 2.2691e-05 | 2.2691e-05 | 300 | #NAME?
301 | 5.0167 | 0 | 0.00011335 | 6.8215e-17 | 0 | 0.00011335 | 4.5342e-06 | 0 | 4.5342e-06 | 7.557e-08 | 6.3668e-05 | 6.3666e-05 | 6.3666e-05 | #NAME? | 301 | 0 | 2.2692e-05 | 2.2691e-05 | 2.2691e-05 | 301 | #NAME?
302 | 5.0333 | 0 | 0.00011335 | 6.1488e-17 | 0 | 0.00011335 | 4.087e-06 | 0 | 4.087e-06 | 6.8117e-08 | 6.3705e-05 | 6.3703e-05 | 6.3703e-05 | #NAME? | 302 | 0 | 2.2692e-05 | 2.2691e-05 | 2.2691e-05 | 302 | #NAME?
303 | 5.05 | 0 | 0.00011335 | 5.5423e-17 | 0 | 0.00011335 | 3.6839e-06 | 0 | 3.6839e-06 | 6.1399e-08 | 6.3738e-05 | 6.3736e-05 | 6.3736e-05 | #NAME? | 303 | 0 | 2.2692e-05 | 2.2691e-05 | 2.2691e-05 | 303 | #NAME?
304 | 5.0667 | 0 | 0.00011335 | 4.9957e-17 | 0 | 0.00011335 | 3.3206e-06 | 0 | 3.3206e-06 | 5.5344e-08 | 6.3768e-05 | 6.3766e-05 | 6.3766e-05 | #NAME? | 304 | 0 | 2.2692e-05 | 2.2691e-05 | 2.2691e-05 | 304 | #NAME?
305 | 5.0833 | 0 | 0.00011335 | 4.503e-17 | 0 | 0.00011335 | 2.9931e-06 | 0 | 2.9931e-06 | 4.9885e-08 | 6.3795e-05 | 6.3793e-05 | 6.3793e-05 | #NAME? | 305 | 0 | 2.2692e-05 | 2.2691e-05 | 2.2691e-05 | 305 | #NAME?
306 | 5.1 | 0 | 0.00011335 | 4.0589e-17 | 0 | 0.00011335 | 2.6979e-06 | 0 | 2.6979e-06 | 4.4965e-08 | 6.3819e-05 | 6.3817e-05 | 6.3817e-05 | #NAME? | 306 | 0 | 2.2692e-05 | 2.2691e-05 | 2.2691e-05 | 306 | #NAME?
307 | 5.1167 | 0 | 0.00011335 | 3.6586e-17 | 0 | 0.00011335 | 2.4318e-06 | 0 | 2.4318e-06 | 4.0531e-08 | 6.3841e-05 | 6.3839e-05 | 6.3839e-05 | #NAME? | 307 | 0 | 2.2692e-05 | 2.2691e-05 | 2.2691e-05 | 307 | #NAME?
308 | 5.1333 | 0 | 0.00011335 | 3.2978e-17 | 0 | 0.00011335 | 2.192e-06 | 0 | 2.192e-06 | 3.6533e-08 | 6.3861e-05 | 6.3859e-05 | 6.3859e-05 | #NAME? | 308 | 0 | 2.2692e-05 | 2.2691e-05 | 2.2691e-05 | 308 | #NAME?
309 | 5.15 | 0 | 0.00011335 | 2.9725e-17 | 0 | 0.00011335 | 1.9758e-06 | 0 | 1.9758e-06 | 3.293e-08 | 6.3879e-05 | 6.3877e-05 | 6.3877e-05 | #NAME? | 309 | 0 | 2.2692e-05 | 2.2691e-05 | 2.2691e-05 | 309 | #NAME?
310 | 5.1667 | 0 | 0.00011335 | 2.6794e-17 | 0 | 0.00011335 | 1.781e-06 | 0 | 1.781e-06 | 2.9683e-08 | 6.3895e-05 | 6.3893e-05 | 6.3893e-05 | #NAME? | 310 | 0 | 2.2692e-05 | 2.2691e-05 | 2.2691e-05 | 310 | #NAME?
311 | 5.1833 | 0 | 0.00011335 | 2.4151e-17 | 0 | 0.00011335 | 1.6053e-06 | 0 | 1.6053e-06 | 2.6755e-08 | 6.3909e-05 | 6.3907e-05 | 6.3907e-05 | #NAME? | 311 | 0 | 2.2692e-05 | 2.2691e-05 | 2.2691e-05 | 311 | #NAME?
312 | 5.2 | 0 | 0.00011335 | 2.1769e-17 | 0 | 0.00011335 | 1.447e-06 | 0 | 1.447e-06 | 2.4116e-08 | 6.3922e-05 | 6.392e-05 | 6.392e-05 | #NAME? | 312 | 0 | 2.2692e-05 | 2.2691e-05 | 2.2691e-05 | 312 | #NAME?
313 | 5.2167 | 0 | 0.00011335 | 1.9622e-17 | 0 | 0.00011335 | 1.3043e-06 | 0 | 1.3043e-06 | 2.1738e-08 | 6.3934e-05 | 6.3932e-05 | 6.3932e-05 | #NAME? | 313 | 0 | 2.2692e-05 | 2.2691e-05 | 2.2691e-05 | 313 | #NAME?
314 | 5.2333 | 0 | 0.00011335 | 1.7687e-17 | 0 | 0.00011335 | 1.1756e-06 | 0 | 1.1756e-06 | 1.9594e-08 | 6.3944e-05 | 6.3942e-05 | 6.3942e-05 | #NAME? | 314 | 0 | 2.2692e-05 | 2.2691e-05 | 2.2691e-05 | 314 | #NAME?
315 | 5.25 | 0 | 0.00011335 | 1.5943e-17 | 0 | 0.00011335 | 1.0597e-06 | 0 | 1.0597e-06 | 1.7662e-08 | 6.3954e-05 | 6.3952e-05 | 6.3952e-05 | #NAME? | 315 | 0 | 2.2692e-05 | 2.2691e-05 | 2.2691e-05 | 315 | #NAME?
316 | 5.2667 | 0 | 0.00011335 | 1.437e-17 | 0 | 0.00011335 | 9.5518e-07 | 0 | 9.5518e-07 | 1.592e-08 | 6.3963e-05 | 6.396e-05 | 6.396e-05 | #NAME? | 316 | 0 | 2.2692e-05 | 2.2691e-05 | 2.2691e-05 | 316 | #NAME?
317 | 5.2833 | 0 | 0.00011335 | 1.2953e-17 | 0 | 0.00011335 | 8.6098e-07 | 0 | 8.6098e-07 | 1.435e-08 | 6.397e-05 | 6.3968e-05 | 6.3968e-05 | #NAME? | 317 | 0 | 2.2692e-05 | 2.2691e-05 | 2.2691e-05 | 317 | #NAME?
318 | 5.3 | 0 | 0.00011335 | 1.1676e-17 | 0 | 0.00011335 | 7.7607e-07 | 0 | 7.7607e-07 | 1.2934e-08 | 6.3977e-05 | 6.3975e-05 | 6.3975e-05 | #NAME? | 318 | 0 | 2.2692e-05 | 2.2691e-05 | 2.2691e-05 | 318 | #NAME?
319 | 5.3167 | 0 | 0.00011335 | 1.0524e-17 | 0 | 0.00011335 | 6.9953e-07 | 0 | 6.9953e-07 | 1.1659e-08 | 6.3984e-05 | 6.3982e-05 | 6.3982e-05 | #NAME? | 319 | 0 | 2.2692e-05 | 2.2691e-05 | 2.2691e-05 | 319 | #NAME?
320 | 5.3333 | 0 | 0.00011335 | 9.4862e-18 | 0 | 0.00011335 | 6.3054e-07 | 0 | 6.3054e-07 | 1.0509e-08 | 6.3989e-05 | 6.3987e-05 | 6.3987e-05 | #NAME? | 320 | 0 | 2.2692e-05 | 2.2691e-05 | 2.2691e-05 | 320 | #NAME?
321 | 5.35 | 0 | 0.00011335 | 8.5506e-18 | 0 | 0.00011335 | 5.6835e-07 | 0 | 5.6835e-07 | 9.4725e-09 | 6.3994e-05 | 6.3992e-05 | 6.3992e-05 | #NAME? | 321 | 0 | 2.2692e-05 | 2.2691e-05 | 2.2691e-05 | 321 | #NAME?
322 | 5.3667 | 0 | 0.00011335 | 7.7073e-18 | 0 | 0.00011335 | 5.123e-07 | 0 | 5.123e-07 | 8.5383e-09 | 6.3999e-05 | 6.3997e-05 | 6.3997e-05 | #NAME? | 322 | 0 | 2.2692e-05 | 2.2691e-05 | 2.2691e-05 | 322 | #NAME?
323 | 5.3833 | 0 | 0.00011335 | 6.9472e-18 | 0 | 0.00011335 | 4.6177e-07 | 0 | 4.6177e-07 | 7.6962e-09 | 6.4003e-05 | 6.4001e-05 | 6.4001e-05 | #NAME? | 323 | 0 | 2.2692e-05 | 2.2691e-05 | 2.2691e-05 | 323 | #NAME?
324 | 5.4 | 0 | 0.00011335 | 6.262e-18 | 0 | 0.00011335 | 4.1623e-07 | 0 | 4.1623e-07 | 6.9372e-09 | 6.4007e-05 | 6.4005e-05 | 6.4005e-05 | #NAME? | 324 | 0 | 2.2692e-05 | 2.2691e-05 | 2.2691e-05 | 324 | #NAME?
325 | 5.4167 | 0 | 0.00011335 | 5.6444e-18 | 0 | 0.00011335 | 3.7518e-07 | 0 | 3.7518e-07 | 6.253e-09 | 6.401e-05 | 6.4008e-05 | 6.4008e-05 | #NAME? | 325 | 0 | 2.2692e-05 | 2.2691e-05 | 2.2691e-05 | 325 | #NAME?
326 | 5.4333 | 0 | 0.00011335 | 5.0878e-18 | 0 | 0.00011335 | 3.3818e-07 | 0 | 3.3818e-07 | 5.6363e-09 | 6.4013e-05 | 6.4011e-05 | 6.4011e-05 | #NAME? | 326 | 0 | 2.2692e-05 | 2.2691e-05 | 2.2691e-05 | 326 | #NAME?
327 | 5.45 | 0 | 0.00011335 | 4.586e-18 | 0 | 0.00011335 | 3.0482e-07 | 0 | 3.0482e-07 | 5.0804e-09 | 6.4016e-05 | 6.4014e-05 | 6.4014e-05 | #NAME? | 327 | 0 | 2.2692e-05 | 2.2691e-05 | 2.2691e-05 | 327 | #NAME?
328 | 5.4667 | 0 | 0.00011335 | 4.1337e-18 | 0 | 0.00011335 | 2.7476e-07 | 0 | 2.7476e-07 | 4.5794e-09 | 6.4018e-05 | 6.4016e-05 | 6.4016e-05 | #NAME? | 328 | 0 | 2.2692e-05 | 2.2691e-05 | 2.2691e-05 | 328 | #NAME?
329 | 5.4833 | 0 | 0.00011335 | 3.726e-18 | 0 | 0.00011335 | 2.4766e-07 | 0 | 2.4766e-07 | 4.1277e-09 | 6.4021e-05 | 6.4019e-05 | 6.4019e-05 | #NAME? | 329 | 0 | 2.2692e-05 | 2.2691e-05 | 2.2691e-05 | 329 | #NAME?
330 | 5.5 | 0 | 0.00011335 | 3.3585e-18 | 0 | 0.00011335 | 2.2324e-07 | 0 | 2.2324e-07 | 3.7206e-09 | 6.4023e-05 | 6.4021e-05 | 6.4021e-05 | #NAME? | 330 | 0 | 2.2692e-05 | 2.2691e-05 | 2.2691e-05 | 330 | #NAME?
331 | 5.5167 | 0 | 0.00011335 | 3.0273e-18 | 0 | 0.00011335 | 2.0122e-07 | 0 | 2.0122e-07 | 3.3537e-09 | 6.4025e-05 | 6.4022e-05 | 6.4022e-05 | #NAME? | 331 | 0 | 2.2692e-05 | 2.2691e-05 | 2.2691e-05 | 331 | #NAME?
332 | 5.5333 | 0 | 0.00011335 | 2.7287e-18 | 0 | 0.00011335 | 1.8138e-07 | 0 | 1.8138e-07 | 3.0229e-09 | 6.4026e-05 | 6.4024e-05 | 6.4024e-05 | #NAME? | 332 | 0 | 2.2692e-05 | 2.2691e-05 | 2.2691e-05 | 332 | #NAME?
333 | 5.55 | 0 | 0.00011335 | 2.4596e-18 | 0 | 0.00011335 | 1.6349e-07 | 0 | 1.6349e-07 | 2.7248e-09 | 6.4028e-05 | 6.4026e-05 | 6.4026e-05 | #NAME? | 333 | 0 | 2.2692e-05 | 2.2691e-05 | 2.2691e-05 | 333 | #NAME?
334 | 5.5667 | 0 | 0.00011335 | 2.217e-18 | 0 | 0.00011335 | 1.4736e-07 | 0 | 1.4736e-07 | 2.4561e-09 | 6.4029e-05 | 6.4027e-05 | 6.4027e-05 | #NAME? | 334 | 0 | 2.2692e-05 | 2.2691e-05 | 2.2691e-05 | 334 | #NAME?
335 | 5.5833 | 0 | 0.00011335 | 1.9984e-18 | 0 | 0.00011335 | 1.3283e-07 | 0 | 1.3283e-07 | 2.2138e-09 | 6.403e-05 | 6.4028e-05 | 6.4028e-05 | #NAME? | 335 | 0 | 2.2692e-05 | 2.2691e-05 | 2.2691e-05 | 335 | #NAME?
336 | 5.6 | 0 | 0.00011335 | 1.8013e-18 | 0 | 0.00011335 | 1.1973e-07 | 0 | 1.1973e-07 | 1.9955e-09 | 6.4031e-05 | 6.4029e-05 | 6.4029e-05 | #NAME? | 336 | 0 | 2.2692e-05 | 2.2691e-05 | 2.2691e-05 | 336 | #NAME?
337 | 5.6167 | 0 | 0.00011335 | 1.6236e-18 | 0 | 0.00011335 | 1.0792e-07 | 0 | 1.0792e-07 | 1.7987e-09 | 6.4032e-05 | 6.403e-05 | 6.403e-05 | #NAME? | 337 | 0 | 2.2692e-05 | 2.2691e-05 | 2.2691e-05 | 337 | #NAME?
338 | 5.6333 | 0 | 0.00011335 | 1.4635e-18 | 0 | 0.00011335 | 9.7278e-08 | 0 | 9.7278e-08 | 1.6213e-09 | 6.4033e-05 | 6.4031e-05 | 6.4031e-05 | #NAME? | 338 | 0 | 2.2692e-05 | 2.2691e-05 | 2.2691e-05 | 338 | #NAME?
339 | 5.65 | 0 | 0.00011335 | 1.3192e-18 | 0 | 0.00011335 | 8.7684e-08 | 0 | 8.7684e-08 | 1.4614e-09 | 6.4034e-05 | 6.4032e-05 | 6.4032e-05 | #NAME? | 339 | 0 | 2.2692e-05 | 2.2691e-05 | 2.2691e-05 | 339 | #NAME?
340 | 5.6667 | 0 | 0.00011335 | 1.1891e-18 | 0 | 0.00011335 | 7.9036e-08 | 0 | 7.9036e-08 | 1.3173e-09 | 6.4035e-05 | 6.4033e-05 | 6.4033e-05 | #NAME? | 340 | 0 | 2.2692e-05 | 2.2691e-05 | 2.2691e-05 | 340 | #NAME?
341 | 5.6833 | 0 | 0.00011335 | 1.0718e-18 | 0 | 0.00011335 | 7.1241e-08 | 0 | 7.1241e-08 | 1.1874e-09 | 6.4035e-05 | 6.4033e-05 | 6.4033e-05 | #NAME? | 341 | 0 | 2.2692e-05 | 2.2691e-05 | 2.2691e-05 | 341 | #NAME?
342 | 5.7 | 0 | 0.00011335 | 9.6609e-19 | 0 | 0.00011335 | 6.4215e-08 | 0 | 6.4215e-08 | 1.0703e-09 | 6.4036e-05 | 6.4034e-05 | 6.4034e-05 | #NAME? | 342 | 0 | 2.2692e-05 | 2.2691e-05 | 2.2691e-05 | 342 | #NAME?
343 | 5.7167 | 0 | 0.00011335 | 8.7081e-19 | 0 | 0.00011335 | 5.7882e-08 | 0 | 5.7882e-08 | 9.647e-10 | 6.4036e-05 | 6.4034e-05 | 6.4034e-05 | #NAME? | 343 | 0 | 2.2692e-05 | 2.2691e-05 | 2.2691e-05 | 343 | #NAME?
344 | 5.7333 | 0 | 0.00011335 | 7.8493e-19 | 0 | 0.00011335 | 5.2173e-08 | 0 | 5.2173e-08 | 8.6955e-10 | 6.4037e-05 | 6.4035e-05 | 6.4035e-05 | #NAME? | 344 | 0 | 2.2692e-05 | 2.2691e-05 | 2.2691e-05 | 344 | #NAME?
345 | 5.75 | 0 | 0.00011335 | 7.0751e-19 | 0 | 0.00011335 | 4.7028e-08 | 0 | 4.7028e-08 | 7.838e-10 | 6.4037e-05 | 6.4035e-05 | 6.4035e-05 | #NAME? | 345 | 0 | 2.2692e-05 | 2.2691e-05 | 2.2691e-05 | 345 | #NAME?
346 | 5.7667 | 0 | 0.00011335 | 6.3774e-19 | 0 | 0.00011335 | 4.239e-08 | 0 | 4.239e-08 | 7.0649e-10 | 6.4038e-05 | 6.4036e-05 | 6.4036e-05 | #NAME? | 346 | 0 | 2.2692e-05 | 2.2691e-05 | 2.2691e-05 | 346 | #NAME?
347 | 5.7833 | 0 | 0.00011335 | 5.7484e-19 | 0 | 0.00011335 | 3.8209e-08 | 0 | 3.8209e-08 | 6.3682e-10 | 6.4038e-05 | 6.4036e-05 | 6.4036e-05 | #NAME? | 347 | 0 | 2.2692e-05 | 2.2691e-05 | 2.2691e-05 | 347 | #NAME?
348 | 5.8 | 0 | 0.00011335 | 5.1815e-19 | 0 | 0.00011335 | 3.4441e-08 | 0 | 3.4441e-08 | 5.7401e-10 | 6.4038e-05 | 6.4036e-05 | 6.4036e-05 | #NAME? | 348 | 0 | 2.2692e-05 | 2.2691e-05 | 2.2691e-05 | 348 | #NAME?
349 | 5.8167 | 0 | 0.00011335 | 4.6704e-19 | 0 | 0.00011335 | 3.1044e-08 | 0 | 3.1044e-08 | 5.174e-10 | 6.4039e-05 | 6.4036e-05 | 6.4036e-05 | #NAME? | 349 | 0 | 2.2692e-05 | 2.2691e-05 | 2.2691e-05 | 349 | #NAME?
350 | 5.8333 | 0 | 0.00011335 | 4.2098e-19 | 0 | 0.00011335 | 2.7982e-08 | 0 | 2.7982e-08 | 4.6637e-10 | 6.4039e-05 | 6.4037e-05 | 6.4037e-05 | #NAME? | 350 | 0 | 2.2692e-05 | 2.2691e-05 | 2.2691e-05 | 350 | #NAME?
351 | 5.85 | 0 | 0.00011335 | 3.7946e-19 | 0 | 0.00011335 | 2.5223e-08 | 0 | 2.5223e-08 | 4.2038e-10 | 6.4039e-05 | 6.4037e-05 | 6.4037e-05 | #NAME? | 351 | 0 | 2.2692e-05 | 2.2691e-05 | 2.2691e-05 | 351 | #NAME?
352 | 5.8667 | 0 | 0.00011335 | 3.4204e-19 | 0 | 0.00011335 | 2.2735e-08 | 0 | 2.2735e-08 | 3.7892e-10 | 6.4039e-05 | 6.4037e-05 | 6.4037e-05 | #NAME? | 352 | 0 | 2.2692e-05 | 2.2691e-05 | 2.2691e-05 | 352 | #NAME?
353 | 5.8833 | 0 | 0.00011335 | 3.0831e-19 | 0 | 0.00011335 | 2.0493e-08 | 0 | 2.0493e-08 | 3.4155e-10 | 6.4039e-05 | 6.4037e-05 | 6.4037e-05 | #NAME? | 353 | 0 | 2.2692e-05 | 2.2691e-05 | 2.2691e-05 | 353 | #NAME?
354 | 5.9 | 0 | 0.00011335 | 2.779e-19 | 0 | 0.00011335 | 1.8472e-08 | 0 | 1.8472e-08 | 3.0786e-10 | 6.404e-05 | 6.4038e-05 | 6.4038e-05 | #NAME? | 354 | 0 | 2.2692e-05 | 2.2691e-05 | 2.2691e-05 | 354 | #NAME?
355 | 5.9167 | 0 | 0.00011335 | 2.5049e-19 | 0 | 0.00011335 | 1.665e-08 | 0 | 1.665e-08 | 2.775e-10 | 6.404e-05 | 6.4038e-05 | 6.4038e-05 | #NAME? | 355 | 0 | 2.2692e-05 | 2.2691e-05 | 2.2691e-05 | 355 | #NAME?
356 | 5.9333 | 0 | 0.00011335 | 2.2579e-19 | 0 | 0.00011335 | 1.5008e-08 | 0 | 1.5008e-08 | 2.5013e-10 | 6.404e-05 | 6.4038e-05 | 6.4038e-05 | #NAME? | 356 | 0 | 2.2692e-05 | 2.2691e-05 | 2.2691e-05 | 356 | #NAME?
357 | 5.95 | 0 | 0.00011335 | 2.0352e-19 | 0 | 0.00011335 | 1.3528e-08 | 0 | 1.3528e-08 | 2.2546e-10 | 6.404e-05 | 6.4038e-05 | 6.4038e-05 | #NAME? | 357 | 0 | 2.2692e-05 | 2.2691e-05 | 2.2691e-05 | 357 | #NAME?
358 | 5.9667 | 0 | 0.00011335 | 1.8345e-19 | 0 | 0.00011335 | 1.2194e-08 | 0 | 1.2194e-08 | 2.0323e-10 | 6.404e-05 | 6.4038e-05 | 6.4038e-05 | #NAME? | 358 | 0 | 2.2692e-05 | 2.2691e-05 | 2.2691e-05 | 358 | #NAME?
359 | 5.9833 | 0 | 0.00011335 | 1.6535e-19 | 0 | 0.00011335 | 1.0991e-08 | 0 | 1.0991e-08 | 1.8318e-10 | 6.404e-05 | 6.4038e-05 | 6.4038e-05 | #NAME? | 359 | 0 | 2.2692e-05 | 2.2691e-05 | 2.2691e-05 | 359 | #NAME?
360 | 6 | 0 | 0.00011335 | 1.4905e-19 | 0 | 0.00011335 | 9.907e-09 | 0 | 9.907e-09 | 1.6512e-10 | 6.404e-05 | 6.4038e-05 | 6.4038e-05 | #NAME? | 360 | 0 | 2.2692e-05 | 2.2691e-05 | 2.2691e-05 | 360 | #NAME?
361 | 6.0167 | 0 | 0.00011335 | 1.3435e-19 | 0 | 0.00011335 | 8.9299e-09 | 0 | 8.9299e-09 | 1.4883e-10 | 6.404e-05 | 6.4038e-05 | 6.4038e-05 | #NAME? | 361 | 0 | 2.2692e-05 | 2.2691e-05 | 2.2691e-05 | 361 | #NAME?
362 | 6.0333 | 0 | 0.00011335 | 1.211e-19 | 0 | 0.00011335 | 8.0492e-09 | 0 | 8.0492e-09 | 1.3415e-10 | 6.404e-05 | 6.4038e-05 | 6.4038e-05 | #NAME? | 362 | 0 | 2.2692e-05 | 2.2691e-05 | 2.2691e-05 | 362 | #NAME?
363 | 6.05 | 0 | 0.00011335 | 1.0915e-19 | 0 | 0.00011335 | 7.2553e-09 | 0 | 7.2553e-09 | 1.2092e-10 | 6.4041e-05 | 6.4038e-05 | 6.4038e-05 | #NAME? | 363 | 0 | 2.2692e-05 | 2.2691e-05 | 2.2691e-05 | 363 | #NAME?
364 | 6.0667 | 0 | 0.00011335 | 9.8389e-20 | 0 | 0.00011335 | 6.5398e-09 | 0 | 6.5398e-09 | 1.09e-10 | 6.4041e-05 | 6.4039e-05 | 6.4039e-05 | #NAME? | 364 | 0 | 2.2692e-05 | 2.2691e-05 | 2.2691e-05 | 364 | #NAME?
365 | 6.0833 | 0 | 0.00011335 | 8.8685e-20 | 0 | 0.00011335 | 5.8948e-09 | 0 | 5.8948e-09 | 9.8247e-11 | 6.4041e-05 | 6.4039e-05 | 6.4039e-05 | #NAME? | 365 | 0 | 2.2692e-05 | 2.2691e-05 | 2.2691e-05 | 365 | #NAME?
366 | 6.1 | 0 | 0.00011335 | 7.9939e-20 | 0 | 0.00011335 | 5.3134e-09 | 0 | 5.3134e-09 | 8.8557e-11 | 6.4041e-05 | 6.4039e-05 | 6.4039e-05 | #NAME? | 366 | 0 | 2.2692e-05 | 2.2691e-05 | 2.2691e-05 | 366 | #NAME?
367 | 6.1167 | 0 | 0.00011335 | 7.2055e-20 | 0 | 0.00011335 | 4.7894e-09 | 0 | 4.7894e-09 | 7.9823e-11 | 6.4041e-05 | 6.4039e-05 | 6.4039e-05 | #NAME? | 367 | 0 | 2.2692e-05 | 2.2691e-05 | 2.2691e-05 | 367 | #NAME?
368 | 6.1333 | 0 | 0.00011335 | 6.4948e-20 | 0 | 0.00011335 | 4.317e-09 | 0 | 4.317e-09 | 7.1951e-11 | 6.4041e-05 | 6.4039e-05 | 6.4039e-05 | #NAME? | 368 | 0 | 2.2692e-05 | 2.2691e-05 | 2.2691e-05 | 368 | #NAME?
369 | 6.15 | 0 | 0.00011335 | 5.8543e-20 | 0 | 0.00011335 | 3.8913e-09 | 0 | 3.8913e-09 | 6.4855e-11 | 6.4041e-05 | 6.4039e-05 | 6.4039e-05 | #NAME? | 369 | 0 | 2.2692e-05 | 2.2691e-05 | 2.2691e-05 | 369 | #NAME?
370 | 6.1667 | 0 | 0.00011335 | 5.2769e-20 | 0 | 0.00011335 | 3.5075e-09 | 0 | 3.5075e-09 | 5.8458e-11 | 6.4041e-05 | 6.4039e-05 | 6.4039e-05 | #NAME? | 370 | 0 | 2.2692e-05 | 2.2691e-05 | 2.2691e-05 | 370 | #NAME?
371 | 6.1833 | 0 | 0.00011335 | 4.7565e-20 | 0 | 0.00011335 | 3.1616e-09 | 0 | 3.1616e-09 | 5.2693e-11 | 6.4041e-05 | 6.4039e-05 | 6.4039e-05 | #NAME? | 371 | 0 | 2.2692e-05 | 2.2691e-05 | 2.2691e-05 | 371 | #NAME?
372 | 6.2 | 0 | 0.00011335 | 4.2874e-20 | 0 | 0.00011335 | 2.8498e-09 | 0 | 2.8498e-09 | 4.7496e-11 | 6.4041e-05 | 6.4039e-05 | 6.4039e-05 | #NAME? | 372 | 0 | 2.2692e-05 | 2.2691e-05 | 2.2691e-05 | 372 | #NAME?
373 | 6.2167 | 0 | 0.00011335 | 3.8645e-20 | 0 | 0.00011335 | 2.5687e-09 | 0 | 2.5687e-09 | 4.2812e-11 | 6.4041e-05 | 6.4039e-05 | 6.4039e-05 | #NAME? | 373 | 0 | 2.2692e-05 | 2.2691e-05 | 2.2691e-05 | 373 | #NAME?
374 | 6.2333 | 0 | 0.00011335 | 3.4834e-20 | 0 | 0.00011335 | 2.3154e-09 | 0 | 2.3154e-09 | 3.859e-11 | 6.4041e-05 | 6.4039e-05 | 6.4039e-05 | #NAME? | 374 | 0 | 2.2692e-05 | 2.2691e-05 | 2.2691e-05 | 374 | #NAME?
375 | 6.25 | 0 | 0.00011335 | 3.1398e-20 | 0 | 0.00011335 | 2.087e-09 | 0 | 2.087e-09 | 3.4784e-11 | 6.4041e-05 | 6.4039e-05 | 6.4039e-05 | #NAME? | 375 | 0 | 2.2692e-05 | 2.2691e-05 | 2.2691e-05 | 375 | #NAME?
376 | 6.2667 | 0 | 0.00011335 | 2.8302e-20 | 0 | 0.00011335 | 1.8812e-09 | 0 | 1.8812e-09 | 3.1353e-11 | 6.4041e-05 | 6.4039e-05 | 6.4039e-05 | #NAME? | 376 | 0 | 2.2692e-05 | 2.2691e-05 | 2.2691e-05 | 376 | #NAME?
377 | 6.2833 | 0 | 0.00011335 | 2.5511e-20 | 0 | 0.00011335 | 1.6957e-09 | 0 | 1.6957e-09 | 2.8261e-11 | 6.4041e-05 | 6.4039e-05 | 6.4039e-05 | #NAME? | 377 | 0 | 2.2692e-05 | 2.2691e-05 | 2.2691e-05 | 377 | #NAME?
378 | 6.3 | 0 | 0.00011335 | 2.2995e-20 | 0 | 0.00011335 | 1.5284e-09 | 0 | 1.5284e-09 | 2.5474e-11 | 6.4041e-05 | 6.4039e-05 | 6.4039e-05 | #NAME? | 378 | 0 | 2.2692e-05 | 2.2691e-05 | 2.2691e-05 | 378 | #NAME?
379 | 6.3167 | 0 | 0.00011335 | 2.0727e-20 | 0 | 0.00011335 | 1.3777e-09 | 0 | 1.3777e-09 | 2.2961e-11 | 6.4041e-05 | 6.4039e-05 | 6.4039e-05 | #NAME? | 379 | 0 | 2.2692e-05 | 2.2691e-05 | 2.2691e-05 | 379 | #NAME?
380 | 6.3333 | 0 | 0.00011335 | 1.8683e-20 | 0 | 0.00011335 | 1.2418e-09 | 0 | 1.2418e-09 | 2.0697e-11 | 6.4041e-05 | 6.4039e-05 | 6.4039e-05 | #NAME? | 380 | 0 | 2.2692e-05 | 2.2691e-05 | 2.2691e-05 | 380 | #NAME?
381 | 6.35 | 0 | 0.00011335 | 1.684e-20 | 0 | 0.00011335 | 1.1193e-09 | 0 | 1.1193e-09 | 1.8656e-11 | 6.4041e-05 | 6.4039e-05 | 6.4039e-05 | #NAME? | 381 | 0 | 2.2692e-05 | 2.2691e-05 | 2.2691e-05 | 381 | #NAME?
382 | 6.3667 | 0 | 0.00011335 | 1.5179e-20 | 0 | 0.00011335 | 1.0089e-09 | 0 | 1.0089e-09 | 1.6816e-11 | 6.4041e-05 | 6.4039e-05 | 6.4039e-05 | #NAME? | 382 | 0 | 2.2692e-05 | 2.2691e-05 | 2.2691e-05 | 382 | #NAME?
383 | 6.3833 | 0 | 0.00011335 | 1.3682e-20 | 0 | 0.00011335 | 9.0944e-10 | 0 | 9.0944e-10 | 1.5157e-11 | 6.4041e-05 | 6.4039e-05 | 6.4039e-05 | #NAME? | 383 | 0 | 2.2692e-05 | 2.2691e-05 | 2.2691e-05 | 383 | #NAME?
384 | 6.4 | 0 | 0.00011335 | 1.2333e-20 | 0 | 0.00011335 | 8.1974e-10 | 0 | 8.1974e-10 | 1.3662e-11 | 6.4041e-05 | 6.4039e-05 | 6.4039e-05 | #NAME? | 384 | 0 | 2.2692e-05 | 2.2691e-05 | 2.2691e-05 | 384 | #NAME?
385 | 6.4167 | 0 | 0.00011335 | 1.1116e-20 | 0 | 0.00011335 | 7.389e-10 | 0 | 7.389e-10 | 1.2315e-11 | 6.4041e-05 | 6.4039e-05 | 6.4039e-05 | #NAME? | 385 | 0 | 2.2692e-05 | 2.2691e-05 | 2.2691e-05 | 385 | #NAME?
386 | 6.4333 | 0 | 0.00011335 | 1.002e-20 | 0 | 0.00011335 | 6.6602e-10 | 0 | 6.6602e-10 | 1.11e-11 | 6.4041e-05 | 6.4039e-05 | 6.4039e-05 | #NAME? | 386 | 0 | 2.2692e-05 | 2.2691e-05 | 2.2691e-05 | 386 | #NAME?
387 | 6.45 | 0 | 0.00011335 | 9.0319e-21 | 0 | 0.00011335 | 6.0034e-10 | 0 | 6.0034e-10 | 1.0006e-11 | 6.4041e-05 | 6.4039e-05 | 6.4039e-05 | #NAME? | 387 | 0 | 2.2692e-05 | 2.2691e-05 | 2.2691e-05 | 387 | #NAME?
388 | 6.4667 | 0 | 0.00011335 | 8.1411e-21 | 0 | 0.00011335 | 5.4113e-10 | 0 | 5.4113e-10 | 9.0188e-12 | 6.4041e-05 | 6.4039e-05 | 6.4039e-05 | #NAME? | 388 | 0 | 2.2692e-05 | 2.2691e-05 | 2.2691e-05 | 388 | #NAME?
389 | 6.4833 | 0 | 0.00011335 | 7.3382e-21 | 0 | 0.00011335 | 4.8776e-10 | 0 | 4.8776e-10 | 8.1294e-12 | 6.4041e-05 | 6.4039e-05 | 6.4039e-05 | #NAME? | 389 | 0 | 2.2692e-05 | 2.2691e-05 | 2.2691e-05 | 389 | #NAME?
390 | 6.5 | 0 | 0.00011335 | 6.6145e-21 | 0 | 0.00011335 | 4.3966e-10 | 0 | 4.3966e-10 | 7.3276e-12 | 6.4041e-05 | 6.4039e-05 | 6.4039e-05 | #NAME? | 390 | 0 | 2.2692e-05 | 2.2691e-05 | 2.2691e-05 | 390 | #NAME?
391 | 6.5167 | 0 | 0.00011335 | 5.9621e-21 | 0 | 0.00011335 | 3.963e-10 | 0 | 3.963e-10 | 6.6049e-12 | 6.4041e-05 | 6.4039e-05 | 6.4039e-05 | #NAME? | 391 | 0 | 2.2692e-05 | 2.2691e-05 | 2.2691e-05 | 391 | #NAME?
392 | 6.5333 | 0 | 0.00011335 | 5.3741e-21 | 0 | 0.00011335 | 3.5721e-10 | 0 | 3.5721e-10 | 5.9535e-12 | 6.4041e-05 | 6.4039e-05 | 6.4039e-05 | #NAME? | 392 | 0 | 2.2692e-05 | 2.2691e-05 | 2.2691e-05 | 392 | #NAME?
393 | 6.55 | 0 | 0.00011335 | 4.8441e-21 | 0 | 0.00011335 | 3.2198e-10 | 0 | 3.2198e-10 | 5.3664e-12 | 6.4041e-05 | 6.4039e-05 | 6.4039e-05 | #NAME? | 393 | 0 | 2.2692e-05 | 2.2691e-05 | 2.2691e-05 | 393 | #NAME?
394 | 6.5667 | 0 | 0.00011335 | 4.3663e-21 | 0 | 0.00011335 | 2.9023e-10 | 0 | 2.9023e-10 | 4.8371e-12 | 6.4041e-05 | 6.4039e-05 | 6.4039e-05 | #NAME? | 394 | 0 | 2.2692e-05 | 2.2691e-05 | 2.2691e-05 | 394 | #NAME?
395 | 6.5833 | 0 | 0.00011335 | 3.9357e-21 | 0 | 0.00011335 | 2.616e-10 | 0 | 2.616e-10 | 4.36e-12 | 6.4041e-05 | 6.4039e-05 | 6.4039e-05 | #NAME? | 395 | 0 | 2.2692e-05 | 2.2691e-05 | 2.2691e-05 | 395 | #NAME?
396 | 6.6 | 0 | 0.00011335 | 3.5476e-21 | 0 | 0.00011335 | 2.358e-10 | 0 | 2.358e-10 | 3.93e-12 | 6.4041e-05 | 6.4039e-05 | 6.4039e-05 | #NAME? | 396 | 0 | 2.2692e-05 | 2.2691e-05 | 2.2691e-05 | 396 | #NAME?
397 | 6.6167 | 0 | 0.00011335 | 3.1977e-21 | 0 | 0.00011335 | 2.1255e-10 | 0 | 2.1255e-10 | 3.5424e-12 | 6.4041e-05 | 6.4039e-05 | 6.4039e-05 | #NAME? | 397 | 0 | 2.2692e-05 | 2.2691e-05 | 2.2691e-05 | 397 | #NAME?
398 | 6.6333 | 0 | 0.00011335 | 2.8823e-21 | 0 | 0.00011335 | 1.9158e-10 | 0 | 1.9158e-10 | 3.1931e-12 | 6.4041e-05 | 6.4039e-05 | 6.4039e-05 | #NAME? | 398 | 0 | 2.2692e-05 | 2.2691e-05 | 2.2691e-05 | 398 | #NAME?
399 | 6.65 | 0 | 0.00011335 | 2.598e-21 | 0 | 0.00011335 | 1.7269e-10 | 0 | 1.7269e-10 | 2.8782e-12 | 6.4041e-05 | 6.4039e-05 | 6.4039e-05 | #NAME? | 399 | 0 | 2.2692e-05 | 2.2691e-05 | 2.2691e-05 | 399 | #NAME?
400 | 6.6667 | 0 | 0.00011335 | 2.3418e-21 | 0 | 0.00011335 | 1.5566e-10 | 0 | 1.5566e-10 | 2.5943e-12 | 6.4041e-05 | 6.4039e-05 | 6.4039e-05 | #NAME? | 400 | 0 | 2.2692e-05 | 2.2691e-05 | 2.2691e-05 | 400 | #NAME?
401 | 6.6833 | 0 | 0.00011335 | 2.1109e-21 | 0 | 0.00011335 | 1.4031e-10 | 0 | 1.4031e-10 | 2.3384e-12 | 6.4041e-05 | 6.4039e-05 | 6.4039e-05 | #NAME? | 401 | 0 | 2.2692e-05 | 2.2691e-05 | 2.2691e-05 | 401 | #NAME?
402 | 6.7 | 0 | 0.00011335 | 1.9027e-21 | 0 | 0.00011335 | 1.2647e-10 | 0 | 1.2647e-10 | 2.1078e-12 | 6.4041e-05 | 6.4039e-05 | 6.4039e-05 | #NAME? | 402 | 0 | 2.2692e-05 | 2.2691e-05 | 2.2691e-05 | 402 | #NAME?
403 | 6.7167 | 0 | 0.00011335 | 1.715e-21 | 0 | 0.00011335 | 1.14e-10 | 0 | 1.14e-10 | 1.8999e-12 | 6.4041e-05 | 6.4039e-05 | 6.4039e-05 | #NAME? | 403 | 0 | 2.2692e-05 | 2.2691e-05 | 2.2691e-05 | 403 | #NAME?
404 | 6.7333 | 0 | 0.00011335 | 1.5459e-21 | 0 | 0.00011335 | 1.0275e-10 | 0 | 1.0275e-10 | 1.7125e-12 | 6.4041e-05 | 6.4039e-05 | 6.4039e-05 | #NAME? | 404 | 0 | 2.2692e-05 | 2.2691e-05 | 2.2691e-05 | 404 | #NAME?
405 | 6.75 | 0 | 0.00011335 | 1.3934e-21 | 0 | 0.00011335 | 9.2619e-11 | 0 | 9.2619e-11 | 1.5436e-12 | 6.4041e-05 | 6.4039e-05 | 6.4039e-05 | #NAME? | 405 | 0 | 2.2692e-05 | 2.2691e-05 | 2.2691e-05 | 405 | #NAME?
406 | 6.7667 | 0 | 0.00011335 | 1.256e-21 | 0 | 0.00011335 | 8.3484e-11 | 0 | 8.3484e-11 | 1.3914e-12 | 6.4041e-05 | 6.4039e-05 | 6.4039e-05 | #NAME? | 406 | 0 | 2.2692e-05 | 2.2691e-05 | 2.2691e-05 | 406 | #NAME?
407 | 6.7833 | 0 | 0.00011335 | 1.1321e-21 | 0 | 0.00011335 | 7.5251e-11 | 0 | 7.5251e-11 | 1.2542e-12 | 6.4041e-05 | 6.4039e-05 | 6.4039e-05 | #NAME? | 407 | 0 | 2.2692e-05 | 2.2691e-05 | 2.2691e-05 | 407 | #NAME?
408 | 6.8 | 0 | 0.00011335 | 1.0205e-21 | 0 | 0.00011335 | 6.7829e-11 | 0 | 6.7829e-11 | 1.1305e-12 | 6.4041e-05 | 6.4039e-05 | 6.4039e-05 | #NAME? | 408 | 0 | 2.2692e-05 | 2.2691e-05 | 2.2691e-05 | 408 | #NAME?
409 | 6.8167 | 0 | 0.00011335 | 9.1982e-22 | 0 | 0.00011335 | 6.114e-11 | 0 | 6.114e-11 | 1.019e-12 | 6.4041e-05 | 6.4039e-05 | 6.4039e-05 | #NAME? | 409 | 0 | 2.2692e-05 | 2.2691e-05 | 2.2691e-05 | 409 | #NAME?
410 | 6.8333 | 0 | 0.00011335 | 8.2911e-22 | 0 | 0.00011335 | 5.511e-11 | 0 | 5.511e-11 | 9.185e-13 | 6.4041e-05 | 6.4039e-05 | 6.4039e-05 | #NAME? | 410 | 0 | 2.2692e-05 | 2.2691e-05 | 2.2691e-05 | 410 | #NAME?
411 | 6.85 | 0 | 0.00011335 | 7.4734e-22 | 0 | 0.00011335 | 4.9675e-11 | 0 | 4.9675e-11 | 8.2791e-13 | 6.4041e-05 | 6.4039e-05 | 6.4039e-05 | #NAME? | 411 | 0 | 2.2692e-05 | 2.2691e-05 | 2.2691e-05 | 411 | #NAME?
412 | 6.8667 | 0 | 0.00011335 | 6.7363e-22 | 0 | 0.00011335 | 4.4775e-11 | 0 | 4.4775e-11 | 7.4626e-13 | 6.4041e-05 | 6.4039e-05 | 6.4039e-05 | #NAME? | 412 | 0 | 2.2692e-05 | 2.2691e-05 | 2.2691e-05 | 412 | #NAME?
413 | 6.8833 | 0 | 0.00011335 | 6.0719e-22 | 0 | 0.00011335 | 4.0359e-11 | 0 | 4.0359e-11 | 6.7266e-13 | 6.4041e-05 | 6.4039e-05 | 6.4039e-05 | #NAME? | 413 | 0 | 2.2692e-05 | 2.2691e-05 | 2.2691e-05 | 413 | #NAME?
414 | 6.9 | 0 | 0.00011335 | 5.4731e-22 | 0 | 0.00011335 | 3.6379e-11 | 0 | 3.6379e-11 | 6.0632e-13 | 6.4041e-05 | 6.4039e-05 | 6.4039e-05 | #NAME? | 414 | 0 | 2.2692e-05 | 2.2691e-05 | 2.2691e-05 | 414 | #NAME?
415 | 6.9167 | 0 | 0.00011335 | 4.9333e-22 | 0 | 0.00011335 | 3.2791e-11 | 0 | 3.2791e-11 | 5.4652e-13 | 6.4041e-05 | 6.4039e-05 | 6.4039e-05 | #NAME? | 415 | 0 | 2.2692e-05 | 2.2691e-05 | 2.2691e-05 | 415 | #NAME?
416 | 6.9333 | 0 | 0.00011335 | 4.4468e-22 | 0 | 0.00011335 | 2.9557e-11 | 0 | 2.9557e-11 | 4.9262e-13 | 6.4041e-05 | 6.4039e-05 | 6.4039e-05 | #NAME? | 416 | 0 | 2.2692e-05 | 2.2691e-05 | 2.2691e-05 | 416 | #NAME?
417 | 6.95 | 0 | 0.00011335 | 4.0082e-22 | 0 | 0.00011335 | 2.6642e-11 | 0 | 2.6642e-11 | 4.4404e-13 | 6.4041e-05 | 6.4039e-05 | 6.4039e-05 | #NAME? | 417 | 0 | 2.2692e-05 | 2.2691e-05 | 2.2691e-05 | 417 | #NAME?
418 | 6.9667 | 0 | 0.00011335 | 3.6129e-22 | 0 | 0.00011335 | 2.4015e-11 | 0 | 2.4015e-11 | 4.0024e-13 | 6.4041e-05 | 6.4039e-05 | 6.4039e-05 | #NAME? | 418 | 0 | 2.2692e-05 | 2.2691e-05 | 2.2691e-05 | 418 | #NAME?
419 | 6.9833 | 0 | 0.00011335 | 3.2566e-22 | 0 | 0.00011335 | 2.1646e-11 | 0 | 2.1646e-11 | 3.6077e-13 | 6.4041e-05 | 6.4039e-05 | 6.4039e-05 | #NAME? | 419 | 0 | 2.2692e-05 | 2.2691e-05 | 2.2691e-05 | 419 | #NAME?
420 | 7 | 0 | 0.00011335 | 2.9354e-22 | 0 | 0.00011335 | 1.9511e-11 | 0 | 1.9511e-11 | 3.2519e-13 | 6.4041e-05 | 6.4039e-05 | 6.4039e-05 | #NAME? | 420 | 0 | 2.2692e-05 | 2.2691e-05 | 2.2691e-05 | 420 | #NAME?
421 | 7.0167 | 0 | 0.00011335 | 2.6459e-22 | 0 | 0.00011335 | 1.7587e-11 | 0 | 1.7587e-11 | 2.9312e-13 | 6.4041e-05 | 6.4039e-05 | 6.4039e-05 | #NAME? | 421 | 0 | 2.2692e-05 | 2.2691e-05 | 2.2691e-05 | 421 | #NAME?
422 | 7.0333 | 0 | 0.00011335 | 2.3849e-22 | 0 | 0.00011335 | 1.5852e-11 | 0 | 1.5852e-11 | 2.6421e-13 | 6.4041e-05 | 6.4039e-05 | 6.4039e-05 | #NAME? | 422 | 0 | 2.2692e-05 | 2.2691e-05 | 2.2691e-05 | 422 | #NAME?
423 | 7.05 | 0 | 0.00011335 | 2.1497e-22 | 0 | 0.00011335 | 1.4289e-11 | 0 | 1.4289e-11 | 2.3815e-13 | 6.4041e-05 | 6.4039e-05 | 6.4039e-05 | #NAME? | 423 | 0 | 2.2692e-05 | 2.2691e-05 | 2.2691e-05 | 423 | #NAME?
424 | 7.0667 | 0 | 0.00011335 | 1.9377e-22 | 0 | 0.00011335 | 1.288e-11 | 0 | 1.288e-11 | 2.1466e-13 | 6.4041e-05 | 6.4039e-05 | 6.4039e-05 | #NAME? | 424 | 0 | 2.2692e-05 | 2.2691e-05 | 2.2691e-05 | 424 | #NAME?
425 | 7.0833 | 0 | 0.00011335 | 1.7466e-22 | 0 | 0.00011335 | 1.161e-11 | 0 | 1.161e-11 | 1.9349e-13 | 6.4041e-05 | 6.4039e-05 | 6.4039e-05 | #NAME? | 425 | 0 | 2.2692e-05 | 2.2691e-05 | 2.2691e-05 | 425 | #NAME?
426 | 7.1 | 0 | 0.00011335 | 1.5744e-22 | 0 | 0.00011335 | 1.0465e-11 | 0 | 1.0465e-11 | 1.7441e-13 | 6.4041e-05 | 6.4039e-05 | 6.4039e-05 | #NAME? | 426 | 0 | 2.2692e-05 | 2.2691e-05 | 2.2691e-05 | 426 | #NAME?
427 | 7.1167 | 0 | 0.00011335 | 1.4191e-22 | 0 | 0.00011335 | 9.4325e-12 | 0 | 9.4325e-12 | 1.5721e-13 | 6.4041e-05 | 6.4039e-05 | 6.4039e-05 | #NAME? | 427 | 0 | 2.2692e-05 | 2.2691e-05 | 2.2691e-05 | 427 | #NAME?
428 | 7.1333 | 0 | 0.00011335 | 1.2791e-22 | 0 | 0.00011335 | 8.5022e-12 | 0 | 8.5022e-12 | 1.417e-13 | 6.4041e-05 | 6.4039e-05 | 6.4039e-05 | #NAME? | 428 | 0 | 2.2692e-05 | 2.2691e-05 | 2.2691e-05 | 428 | #NAME?
429 | 7.15 | 0 | 0.00011335 | 1.153e-22 | 0 | 0.00011335 | 7.6637e-12 | 0 | 7.6637e-12 | 1.2773e-13 | 6.4041e-05 | 6.4039e-05 | 6.4039e-05 | #NAME? | 429 | 0 | 2.2692e-05 | 2.2691e-05 | 2.2691e-05 | 429 | #NAME?
430 | 7.1667 | 0 | 0.00011335 | 1.0393e-22 | 0 | 0.00011335 | 6.9079e-12 | 0 | 6.9079e-12 | 1.1513e-13 | 6.4041e-05 | 6.4039e-05 | 6.4039e-05 | #NAME? | 430 | 0 | 2.2692e-05 | 2.2691e-05 | 2.2691e-05 | 430 | #NAME?
431 | 7.1833 | 0 | 0.00011335 | 9.3676e-23 | 0 | 0.00011335 | 6.2266e-12 | 0 | 6.2266e-12 | 1.0378e-13 | 6.4041e-05 | 6.4039e-05 | 6.4039e-05 | #NAME? | 431 | 0 | 2.2692e-05 | 2.2691e-05 | 2.2691e-05 | 431 | #NAME?
432 | 7.2 | 0 | 0.00011335 | 8.4438e-23 | 0 | 0.00011335 | 5.6125e-12 | 0 | 5.6125e-12 | 9.3541e-14 | 6.4041e-05 | 6.4039e-05 | 6.4039e-05 | #NAME? | 432 | 0 | 2.2692e-05 | 2.2691e-05 | 2.2691e-05 | 432 | #NAME?
433 | 7.2167 | 0 | 0.00011335 | 7.611e-23 | 0 | 0.00011335 | 5.059e-12 | 0 | 5.059e-12 | 8.4316e-14 | 6.4041e-05 | 6.4039e-05 | 6.4039e-05 | #NAME? | 433 | 0 | 2.2692e-05 | 2.2691e-05 | 2.2691e-05 | 433 | #NAME?
434 | 7.2333 | 0 | 0.00011335 | 6.8604e-23 | 0 | 0.00011335 | 4.56e-12 | 0 | 4.56e-12 | 7.6e-14 | 6.4041e-05 | 6.4039e-05 | 6.4039e-05 | #NAME? | 434 | 0 | 2.2692e-05 | 2.2691e-05 | 2.2691e-05 | 434 | #NAME?
435 | 7.25 | 0 | 0.00011335 | 6.1838e-23 | 0 | 0.00011335 | 4.1103e-12 | 0 | 4.1103e-12 | 6.8505e-14 | 6.4041e-05 | 6.4039e-05 | 6.4039e-05 | #NAME? | 435 | 0 | 2.2692e-05 | 2.2691e-05 | 2.2691e-05 | 435 | #NAME?
436 | 7.2667 | 0 | 0.00011335 | 5.5739e-23 | 0 | 0.00011335 | 3.7049e-12 | 0 | 3.7049e-12 | 6.1749e-14 | 6.4041e-05 | 6.4039e-05 | 6.4039e-05 | #NAME? | 436 | 0 | 2.2692e-05 | 2.2691e-05 | 2.2691e-05 | 436 | #NAME?
437 | 7.2833 | 0 | 0.00011335 | 5.0242e-23 | 0 | 0.00011335 | 3.3395e-12 | 0 | 3.3395e-12 | 5.5659e-14 | 6.4041e-05 | 6.4039e-05 | 6.4039e-05 | #NAME? | 437 | 0 | 2.2692e-05 | 2.2691e-05 | 2.2691e-05 | 437 | #NAME?
438 | 7.3 | 0 | 0.00011335 | 4.5287e-23 | 0 | 0.00011335 | 3.0102e-12 | 0 | 3.0102e-12 | 5.0169e-14 | 6.4041e-05 | 6.4039e-05 | 6.4039e-05 | #NAME? | 438 | 0 | 2.2692e-05 | 2.2691e-05 | 2.2691e-05 | 438 | #NAME?
439 | 7.3167 | 0 | 0.00011335 | 4.082e-23 | 0 | 0.00011335 | 2.7133e-12 | 0 | 2.7133e-12 | 4.5221e-14 | 6.4041e-05 | 6.4039e-05 | 6.4039e-05 | #NAME? | 439 | 0 | 2.2692e-05 | 2.2691e-05 | 2.2691e-05 | 439 | #NAME?
440 | 7.3333 | 0 | 0.00011335 | 3.6794e-23 | 0 | 0.00011335 | 2.4457e-12 | 0 | 2.4457e-12 | 4.0761e-14 | 6.4041e-05 | 6.4039e-05 | 6.4039e-05 | #NAME? | 440 | 0 | 2.2692e-05 | 2.2691e-05 | 2.2691e-05 | 440 | #NAME?
441 | 7.35 | 0 | 0.00011335 | 3.3166e-23 | 0 | 0.00011335 | 2.2045e-12 | 0 | 2.2045e-12 | 3.6741e-14 | 6.4041e-05 | 6.4039e-05 | 6.4039e-05 | #NAME? | 441 | 0 | 2.2692e-05 | 2.2691e-05 | 2.2691e-05 | 441 | #NAME?
442 | 7.3667 | 0 | 0.00011335 | 2.9895e-23 | 0 | 0.00011335 | 1.9871e-12 | 0 | 1.9871e-12 | 3.3118e-14 | 6.4041e-05 | 6.4039e-05 | 6.4039e-05 | #NAME? | 442 | 0 | 2.2692e-05 | 2.2691e-05 | 2.2691e-05 | 442 | #NAME?
443 | 7.3833 | 0 | 0.00011335 | 2.6946e-23 | 0 | 0.00011335 | 1.7911e-12 | 0 | 1.7911e-12 | 2.9852e-14 | 6.4041e-05 | 6.4039e-05 | 6.4039e-05 | #NAME? | 443 | 0 | 2.2692e-05 | 2.2691e-05 | 2.2691e-05 | 443 | #NAME?
444 | 7.4 | 0 | 0.00011335 | 2.4289e-23 | 0 | 0.00011335 | 1.6144e-12 | 0 | 1.6144e-12 | 2.6907e-14 | 6.4041e-05 | 6.4039e-05 | 6.4039e-05 | #NAME? | 444 | 0 | 2.2692e-05 | 2.2691e-05 | 2.2691e-05 | 444 | #NAME?
445 | 7.4167 | 0 | 0.00011335 | 2.1893e-23 | 0 | 0.00011335 | 1.4552e-12 | 0 | 1.4552e-12 | 2.4254e-14 | 6.4041e-05 | 6.4039e-05 | 6.4039e-05 | #NAME? | 445 | 0 | 2.2692e-05 | 2.2691e-05 | 2.2691e-05 | 445 | #NAME?
446 | 7.4333 | 0 | 0.00011335 | 1.9734e-23 | 0 | 0.00011335 | 1.3117e-12 | 0 | 1.3117e-12 | 2.1862e-14 | 6.4041e-05 | 6.4039e-05 | 6.4039e-05 | #NAME? | 446 | 0 | 2.2692e-05 | 2.2691e-05 | 2.2691e-05 | 446 | #NAME?
447 | 7.45 | 0 | 0.00011335 | 1.7788e-23 | 0 | 0.00011335 | 1.1823e-12 | 0 | 1.1823e-12 | 1.9706e-14 | 6.4041e-05 | 6.4039e-05 | 6.4039e-05 | #NAME? | 447 | 0 | 2.2692e-05 | 2.2691e-05 | 2.2691e-05 | 447 | #NAME?
448 | 7.4667 | 0 | 0.00011335 | 1.6034e-23 | 0 | 0.00011335 | 1.0657e-12 | 0 | 1.0657e-12 | 1.7762e-14 | 6.4041e-05 | 6.4039e-05 | 6.4039e-05 | #NAME? | 448 | 0 | 2.2692e-05 | 2.2691e-05 | 2.2691e-05 | 448 | #NAME?
449 | 7.4833 | 0 | 0.00011335 | 1.4452e-23 | 0 | 0.00011335 | 9.6062e-13 | 0 | 9.6062e-13 | 1.601e-14 | 6.4041e-05 | 6.4039e-05 | 6.4039e-05 | #NAME? | 449 | 0 | 2.2692e-05 | 2.2691e-05 | 2.2691e-05 | 449 | #NAME?
450 | 7.5 | 0 | 0.00011335 | 1.3027e-23 | 0 | 0.00011335 | 8.6588e-13 | 0 | 8.6588e-13 | 1.4431e-14 | 6.4041e-05 | 6.4039e-05 | 6.4039e-05 | #NAME? | 450 | 0 | 2.2692e-05 | 2.2691e-05 | 2.2691e-05 | 450 | #NAME?
451 | 7.5167 | 0 | 0.00011335 | 1.1742e-23 | 0 | 0.00011335 | 7.8048e-13 | 0 | 7.8048e-13 | 1.3008e-14 | 6.4041e-05 | 6.4039e-05 | 6.4039e-05 | #NAME? | 451 | 0 | 2.2692e-05 | 2.2691e-05 | 2.2691e-05 | 451 | #NAME?
452 | 7.5333 | 0 | 0.00011335 | 1.0584e-23 | 0 | 0.00011335 | 7.0351e-13 | 0 | 7.0351e-13 | 1.1725e-14 | 6.4041e-05 | 6.4039e-05 | 6.4039e-05 | #NAME? | 452 | 0 | 2.2692e-05 | 2.2691e-05 | 2.2691e-05 | 452 | #NAME?
453 | 7.55 | 0 | 0.00011335 | 9.5402e-24 | 0 | 0.00011335 | 6.3413e-13 | 0 | 6.3413e-13 | 1.0569e-14 | 6.4041e-05 | 6.4039e-05 | 6.4039e-05 | #NAME? | 453 | 0 | 2.2692e-05 | 2.2691e-05 | 2.2691e-05 | 453 | #NAME?
454 | 7.5667 | 0 | 0.00011335 | 8.5993e-24 | 0 | 0.00011335 | 5.7159e-13 | 0 | 5.7159e-13 | 9.5264e-15 | 6.4041e-05 | 6.4039e-05 | 6.4039e-05 | #NAME? | 454 | 0 | 2.2692e-05 | 2.2691e-05 | 2.2691e-05 | 454 | #NAME?
455 | 7.5833 | 0 | 0.00011335 | 7.7512e-24 | 0 | 0.00011335 | 5.1521e-13 | 0 | 5.1521e-13 | 8.5869e-15 | 6.4041e-05 | 6.4039e-05 | 6.4039e-05 | #NAME? | 455 | 0 | 2.2692e-05 | 2.2691e-05 | 2.2691e-05 | 455 | #NAME?
456 | 7.6 | 0 | 0.00011335 | 6.9867e-24 | 0 | 0.00011335 | 4.644e-13 | 0 | 4.644e-13 | 7.74e-15 | 6.4041e-05 | 6.4039e-05 | 6.4039e-05 | #NAME? | 456 | 0 | 2.2692e-05 | 2.2691e-05 | 2.2691e-05 | 456 | #NAME?
457 | 7.6167 | 0 | 0.00011335 | 6.2977e-24 | 0 | 0.00011335 | 4.186e-13 | 0 | 4.186e-13 | 6.9767e-15 | 6.4041e-05 | 6.4039e-05 | 6.4039e-05 | #NAME? | 457 | 0 | 2.2692e-05 | 2.2691e-05 | 2.2691e-05 | 457 | #NAME?
458 | 7.6333 | 0 | 0.00011335 | 5.6766e-24 | 0 | 0.00011335 | 3.7732e-13 | 0 | 3.7732e-13 | 6.2886e-15 | 6.4041e-05 | 6.4039e-05 | 6.4039e-05 | #NAME? | 458 | 0 | 2.2692e-05 | 2.2691e-05 | 2.2691e-05 | 458 | #NAME?
459 | 7.65 | 0 | 0.00011335 | 5.1167e-24 | 0 | 0.00011335 | 3.401e-13 | 0 | 3.401e-13 | 5.6684e-15 | 6.4041e-05 | 6.4039e-05 | 6.4039e-05 | #NAME? | 459 | 0 | 2.2692e-05 | 2.2691e-05 | 2.2691e-05 | 459 | #NAME?
460 | 7.6667 | 0 | 0.00011335 | 4.6121e-24 | 0 | 0.00011335 | 3.0656e-13 | 0 | 3.0656e-13 | 5.1093e-15 | 6.4041e-05 | 6.4039e-05 | 6.4039e-05 | #NAME? | 460 | 0 | 2.2692e-05 | 2.2691e-05 | 2.2691e-05 | 460 | #NAME?
461 | 7.6833 | 0 | 0.00011335 | 4.1572e-24 | 0 | 0.00011335 | 2.7633e-13 | 0 | 2.7633e-13 | 4.6054e-15 | 6.4041e-05 | 6.4039e-05 | 6.4039e-05 | #NAME? | 461 | 0 | 2.2692e-05 | 2.2691e-05 | 2.2691e-05 | 461 | #NAME?
462 | 7.7 | 0 | 0.00011335 | 3.7472e-24 | 0 | 0.00011335 | 2.4907e-13 | 0 | 2.4907e-13 | 4.1512e-15 | 6.4041e-05 | 6.4039e-05 | 6.4039e-05 | #NAME? | 462 | 0 | 2.2692e-05 | 2.2691e-05 | 2.2691e-05 | 462 | #NAME?
463 | 7.7167 | 0 | 0.00011335 | 3.3777e-24 | 0 | 0.00011335 | 2.2451e-13 | 0 | 2.2451e-13 | 3.7418e-15 | 6.4041e-05 | 6.4039e-05 | 6.4039e-05 | #NAME? | 463 | 0 | 2.2692e-05 | 2.2691e-05 | 2.2691e-05 | 463 | #NAME?
464 | 7.7333 | 0 | 0.00011335 | 3.0445e-24 | 0 | 0.00011335 | 2.0237e-13 | 0 | 2.0237e-13 | 3.3728e-15 | 6.4041e-05 | 6.4039e-05 | 6.4039e-05 | #NAME? | 464 | 0 | 2.2692e-05 | 2.2691e-05 | 2.2691e-05 | 464 | #NAME?
465 | 7.75 | 0 | 0.00011335 | 2.7443e-24 | 0 | 0.00011335 | 1.8241e-13 | 0 | 1.8241e-13 | 3.0401e-15 | 6.4041e-05 | 6.4039e-05 | 6.4039e-05 | #NAME? | 465 | 0 | 2.2692e-05 | 2.2691e-05 | 2.2691e-05 | 465 | #NAME?
466 | 7.7667 | 0 | 0.00011335 | 2.4736e-24 | 0 | 0.00011335 | 1.6442e-13 | 0 | 1.6442e-13 | 2.7403e-15 | 6.4041e-05 | 6.4039e-05 | 6.4039e-05 | #NAME? | 466 | 0 | 2.2692e-05 | 2.2691e-05 | 2.2691e-05 | 466 | #NAME?
467 | 7.7833 | 0 | 0.00011335 | 2.2297e-24 | 0 | 0.00011335 | 1.482e-13 | 0 | 1.482e-13 | 2.47e-15 | 6.4041e-05 | 6.4039e-05 | 6.4039e-05 | #NAME? | 467 | 0 | 2.2692e-05 | 2.2691e-05 | 2.2691e-05 | 467 | #NAME?
468 | 7.8 | 0 | 0.00011335 | 2.0098e-24 | 0 | 0.00011335 | 1.3359e-13 | 0 | 1.3359e-13 | 2.2264e-15 | 6.4041e-05 | 6.4039e-05 | 6.4039e-05 | #NAME? | 468 | 0 | 2.2692e-05 | 2.2691e-05 | 2.2691e-05 | 468 | #NAME?
469 | 7.8167 | 0 | 0.00011335 | 1.8115e-24 | 0 | 0.00011335 | 1.2041e-13 | 0 | 1.2041e-13 | 2.0069e-15 | 6.4041e-05 | 6.4039e-05 | 6.4039e-05 | #NAME? | 469 | 0 | 2.2692e-05 | 2.2691e-05 | 2.2691e-05 | 469 | #NAME?
470 | 7.8333 | 0 | 0.00011335 | 1.6329e-24 | 0 | 0.00011335 | 1.0854e-13 | 0 | 1.0854e-13 | 1.8089e-15 | 6.4041e-05 | 6.4039e-05 | 6.4039e-05 | #NAME? | 470 | 0 | 2.2692e-05 | 2.2691e-05 | 2.2691e-05 | 470 | #NAME?
471 | 7.85 | 0 | 0.00011335 | 1.4718e-24 | 0 | 0.00011335 | 9.7832e-14 | 0 | 9.7832e-14 | 1.6305e-15 | 6.4041e-05 | 6.4039e-05 | 6.4039e-05 | #NAME? | 471 | 0 | 2.2692e-05 | 2.2691e-05 | 2.2691e-05 | 471 | #NAME?
472 | 7.8667 | 0 | 0.00011335 | 1.3267e-24 | 0 | 0.00011335 | 8.8183e-14 | 0 | 8.8183e-14 | 1.4697e-15 | 6.4041e-05 | 6.4039e-05 | 6.4039e-05 | #NAME? | 472 | 0 | 2.2692e-05 | 2.2691e-05 | 2.2691e-05 | 472 | #NAME?
473 | 7.8833 | 0 | 0.00011335 | 1.1958e-24 | 0 | 0.00011335 | 7.9486e-14 | 0 | 7.9486e-14 | 1.3248e-15 | 6.4041e-05 | 6.4039e-05 | 6.4039e-05 | #NAME? | 473 | 0 | 2.2692e-05 | 2.2691e-05 | 2.2691e-05 | 473 | #NAME?
474 | 7.9 | 0 | 0.00011335 | 1.0779e-24 | 0 | 0.00011335 | 7.1647e-14 | 0 | 7.1647e-14 | 1.1941e-15 | 6.4041e-05 | 6.4039e-05 | 6.4039e-05 | #NAME? | 474 | 0 | 2.2692e-05 | 2.2691e-05 | 2.2691e-05 | 474 | #NAME?
475 | 7.9167 | 0 | 0.00011335 | 9.7159e-25 | 0 | 0.00011335 | 6.4581e-14 | 0 | 6.4581e-14 | 1.0763e-15 | 6.4041e-05 | 6.4039e-05 | 6.4039e-05 | #NAME? | 475 | 0 | 2.2692e-05 | 2.2691e-05 | 2.2691e-05 | 475 | #NAME?
476 | 7.9333 | 0 | 0.00011335 | 8.7577e-25 | 0 | 0.00011335 | 5.8211e-14 | 0 | 5.8211e-14 | 9.7019e-16 | 6.4041e-05 | 6.4039e-05 | 6.4039e-05 | #NAME? | 476 | 0 | 2.2692e-05 | 2.2691e-05 | 2.2691e-05 | 476 | #NAME?
477 | 7.95 | 0 | 0.00011335 | 7.894e-25 | 0 | 0.00011335 | 5.247e-14 | 0 | 5.247e-14 | 8.7451e-16 | 6.4041e-05 | 6.4039e-05 | 6.4039e-05 | #NAME? | 477 | 0 | 2.2692e-05 | 2.2691e-05 | 2.2691e-05 | 477 | #NAME?
478 | 7.9667 | 0 | 0.00011335 | 7.1154e-25 | 0 | 0.00011335 | 4.7295e-14 | 0 | 4.7295e-14 | 7.8826e-16 | 6.4041e-05 | 6.4039e-05 | 6.4039e-05 | #NAME? | 478 | 0 | 2.2692e-05 | 2.2691e-05 | 2.2691e-05 | 478 | #NAME?
479 | 7.9833 | 0 | 0.00011335 | 6.4137e-25 | 0 | 0.00011335 | 4.2631e-14 | 0 | 4.2631e-14 | 7.1052e-16 | 6.4041e-05 | 6.4039e-05 | 6.4039e-05 | #NAME? | 479 | 0 | 2.2692e-05 | 2.2691e-05 | 2.2691e-05 | 479 | #NAME?
480 | 8 | 0 | 0.00011335 | 5.7811e-25 | 0 | 0.00011335 | 3.8427e-14 | 0 | 3.8427e-14 | 6.4044e-16 | 6.4041e-05 | 6.4039e-05 | 6.4039e-05 | #NAME? | 480 | 0 | 2.2692e-05 | 2.2691e-05 | 2.2691e-05 | 480 | #NAME?

## TECERQ4
| Enter (hr) | Exit (hr) | Erq (quanta/hr)
Susc. Occ. A | 0 | 0.5 | --
Inf. Occ. t(0) | 0 | 0.5 | 3.6293
Inf. Occ. #2 | 4 | 4.5 | 3.6293
[12 empty] | risk Erq | [5 empty] | risk Erq
| I = | 1 |  |  | Yes | [6 empty] | probability | 1 |  |  |  |  | probability | 1
|  | Inf. Occ. t(0) | Inf. Occ. t(0) | Inf. Occ. t(0) | Inf. Occ. #2 | Inf. Occ #2 | Inf. Occ #2 | no | Total | Continuous Occupancy | [5 empty] | Susceptible Occupant A
time (min) | time (hr) | quanta/hr | quanta/m3 occ | quanta/m3 | quanta/hr | quanta/m3 occ | quanta/m3 | quanta/m3 | quanta/m3 | n(t)dt | Dq | PI | R | Occupancy | time (min) | n(t)dt | Dq | PI | R | time (min) | Occupancy
0.1 | 0.0016667 | 3.6293 | 7.0962e-06 | 7.0962e-06 | 0 | 0 | 0 | 0 | 7.0962e-06 | [10 empty] | 0.1
1 | 0.016667 | 3.6293 | 6.7753e-05 | 6.7753e-05 | 0 | 0 | 0 | 0 | 6.7753e-05 | 1.0163e-06 | 5.488e-07 | 5.488e-07 | 5.488e-07 | #NAME? | 1 | 1.0163e-06 | 5.488e-07 | 5.488e-07 | 5.488e-07 | 1 | #NAME?
2 | 0.033333 | 3.6293 | 0.00012882 | 0.00012882 | 0 | 0 | 0 | 0 | 0.00012882 | 2.1471e-06 | 1.7082e-06 | 1.7082e-06 | 1.7082e-06 | #NAME? | 2 | 2.1471e-06 | 1.7082e-06 | 1.7082e-06 | 1.7082e-06 | 2 | #NAME?
3 | 0.05 | 3.6293 | 0.00018387 | 0.00018387 | 0 | 0 | 0 | 0 | 0.00018387 | 3.0645e-06 | 3.3631e-06 | 3.363e-06 | 3.363e-06 | #NAME? | 3 | 3.0645e-06 | 3.3631e-06 | 3.363e-06 | 3.363e-06 | 3 | #NAME?
4 | 0.066667 | 3.6293 | 0.00023349 | 0.00023349 | 0 | 0 | 0 | 0 | 0.00023349 | 3.8915e-06 | 5.4645e-06 | 5.4644e-06 | 5.4644e-06 | #NAME? | 4 | 3.8915e-06 | 5.4645e-06 | 5.4644e-06 | 5.4644e-06 | 4 | #NAME?
5 | 0.083333 | 3.6293 | 0.00027821 | 0.00027821 | 0 | 0 | 0 | 0 | 0.00027821 | 4.6369e-06 | 7.9684e-06 | 7.9684e-06 | 7.9684e-06 | #NAME? | 5 | 4.6369e-06 | 7.9684e-06 | 7.9684e-06 | 7.9684e-06 | 5 | #NAME?
6 | 0.1 | 3.6293 | 0.00031853 | 0.00031853 | 0 | 0 | 0 | 0 | 0.00031853 | 5.3088e-06 | 1.0835e-05 | 1.0835e-05 | 1.0835e-05 | #NAME? | 6 | 5.3088e-06 | 1.0835e-05 | 1.0835e-05 | 1.0835e-05 | 6 | #NAME?
7 | 0.11667 | 3.6293 | 0.00035487 | 0.00035487 | 0 | 0 | 0 | 0 | 0.00035487 | 5.9144e-06 | 1.4029e-05 | 1.4029e-05 | 1.4029e-05 | #NAME? | 7 | 5.9144e-06 | 1.4029e-05 | 1.4029e-05 | 1.4029e-05 | 7 | #NAME?
8 | 0.13333 | 3.6293 | 0.00038762 | 0.00038762 | 0 | 0 | 0 | 0 | 0.00038762 | 6.4604e-06 | 1.7518e-05 | 1.7517e-05 | 1.7517e-05 | #NAME? | 8 | 6.4604e-06 | 1.7518e-05 | 1.7517e-05 | 1.7517e-05 | 8 | #NAME?
9 | 0.15 | 3.6293 | 0.00041715 | 0.00041715 | 0 | 0 | 0 | 0 | 0.00041715 | 6.9524e-06 | 2.1272e-05 | 2.1272e-05 | 2.1272e-05 | #NAME? | 9 | 6.9524e-06 | 2.1272e-05 | 2.1272e-05 | 2.1272e-05 | 9 | #NAME?
10 | 0.16667 | 3.6293 | 0.00044376 | 0.00044376 | 0 | 0 | 0 | 0 | 0.00044376 | 7.396e-06 | 2.5266e-05 | 2.5265e-05 | 2.5265e-05 | #NAME? | 10 | 7.396e-06 | 2.5266e-05 | 2.5265e-05 | 2.5265e-05 | 10 | #NAME?
11 | 0.18333 | 3.6293 | 0.00046774 | 0.00046774 | 0 | 0 | 0 | 0 | 0.00046774 | 7.7957e-06 | 2.9475e-05 | 2.9475e-05 | 2.9475e-05 | #NAME? | 11 | 7.7957e-06 | 2.9475e-05 | 2.9475e-05 | 2.9475e-05 | 11 | #NAME?
12 | 0.2 | 3.6293 | 0.00048937 | 0.00048937 | 0 | 0 | 0 | 0 | 0.00048937 | 8.1561e-06 | 3.388e-05 | 3.3879e-05 | 3.3879e-05 | #NAME? | 12 | 8.1561e-06 | 3.388e-05 | 3.3879e-05 | 3.3879e-05 | 12 | #NAME?
13 | 0.21667 | 3.6293 | 0.00050886 | 0.00050886 | 0 | 0 | 0 | 0 | 0.00050886 | 8.4809e-06 | 3.8459e-05 | 3.8459e-05 | 3.8459e-05 | #NAME? | 13 | 8.4809e-06 | 3.8459e-05 | 3.8459e-05 | 3.8459e-05 | 13 | #NAME?
14 | 0.23333 | 3.6293 | 0.00052642 | 0.00052642 | 0 | 0 | 0 | 0 | 0.00052642 | 8.7737e-06 | 4.3197e-05 | 4.3196e-05 | 4.3196e-05 | #NAME? | 14 | 8.7737e-06 | 4.3197e-05 | 4.3196e-05 | 4.3196e-05 | 14 | #NAME?
15 | 0.25 | 3.6293 | 0.00054226 | 0.00054226 | 0 | 0 | 0 | 0 | 0.00054226 | 9.0376e-06 | 4.8077e-05 | 4.8076e-05 | 4.8076e-05 | #NAME? | 15 | 9.0376e-06 | 4.8077e-05 | 4.8076e-05 | 4.8076e-05 | 15 | #NAME?
16 | 0.26667 | 3.6293 | 0.00055653 | 0.00055653 | 0 | 0 | 0 | 0 | 0.00055653 | 9.2755e-06 | 5.3086e-05 | 5.3085e-05 | 5.3085e-05 | #NAME? | 16 | 9.2755e-06 | 5.3086e-05 | 5.3085e-05 | 5.3085e-05 | 16 | #NAME?
17 | 0.28333 | 3.6293 | 0.0005694 | 0.0005694 | 0 | 0 | 0 | 0 | 0.0005694 | 9.4899e-06 | 5.8211e-05 | 5.8209e-05 | 5.8209e-05 | #NAME? | 17 | 9.4899e-06 | 5.8211e-05 | 5.8209e-05 | 5.8209e-05 | 17 | #NAME?
18 | 0.3 | 3.6293 | 0.00058099 | 0.00058099 | 0 | 0 | 0 | 0 | 0.00058099 | 9.6832e-06 | 6.344e-05 | 6.3438e-05 | 6.3438e-05 | #NAME? | 18 | 9.6832e-06 | 6.344e-05 | 6.3438e-05 | 6.3438e-05 | 18 | #NAME?
19 | 0.31667 | 3.6293 | 0.00059144 | 0.00059144 | 0 | 0 | 0 | 0 | 0.00059144 | 9.8574e-06 | 6.8763e-05 | 6.876e-05 | 6.876e-05 | #NAME? | 19 | 9.8574e-06 | 6.8763e-05 | 6.876e-05 | 6.876e-05 | 19 | #NAME?
20 | 0.33333 | 3.6293 | 0.00060087 | 0.00060087 | 0 | 0 | 0 | 0 | 0.00060087 | 1.0014e-05 | 7.4171e-05 | 7.4168e-05 | 7.4168e-05 | #NAME? | 20 | 1.0014e-05 | 7.4171e-05 | 7.4168e-05 | 7.4168e-05 | 20 | #NAME?
21 | 0.35 | 3.6293 | 0.00060936 | 0.00060936 | 0 | 0 | 0 | 0 | 0.00060936 | 1.0156e-05 | 7.9655e-05 | 7.9652e-05 | 7.9652e-05 | #NAME? | 21 | 1.0156e-05 | 7.9655e-05 | 7.9652e-05 | 7.9652e-05 | 21 | #NAME?
22 | 0.36667 | 3.6293 | 0.00061701 | 0.00061701 | 0 | 0 | 0 | 0 | 0.00061701 | 1.0284e-05 | 8.5208e-05 | 8.5204e-05 | 8.5204e-05 | #NAME? | 22 | 1.0284e-05 | 8.5208e-05 | 8.5204e-05 | 8.5204e-05 | 22 | #NAME?
23 | 0.38333 | 3.6293 | 0.00062391 | 0.00062391 | 0 | 0 | 0 | 0 | 0.00062391 | 1.0399e-05 | 9.0823e-05 | 9.0819e-05 | 9.0819e-05 | #NAME? | 23 | 1.0399e-05 | 9.0823e-05 | 9.0819e-05 | 9.0819e-05 | 23 | #NAME?
24 | 0.4 | 3.6293 | 0.00063013 | 0.00063013 | 0 | 0 | 0 | 0 | 0.00063013 | 1.0502e-05 | 9.6494e-05 | 9.649e-05 | 9.649e-05 | #NAME? | 24 | 1.0502e-05 | 9.6494e-05 | 9.649e-05 | 9.649e-05 | 24 | #NAME?
25 | 0.41667 | 3.6293 | 0.00063574 | 0.00063574 | 0 | 0 | 0 | 0 | 0.00063574 | 1.0596e-05 | 0.00010222 | 0.00010221 | 0.00010221 | #NAME? | 25 | 1.0596e-05 | 0.00010222 | 0.00010221 | 0.00010221 | 25 | #NAME?
26 | 0.43333 | 3.6293 | 0.00064079 | 0.00064079 | 0 | 0 | 0 | 0 | 0.00064079 | 1.068e-05 | 0.00010798 | 0.00010798 | 0.00010798 | #NAME? | 26 | 1.068e-05 | 0.00010798 | 0.00010798 | 0.00010798 | 26 | #NAME?
27 | 0.45 | 3.6293 | 0.00064535 | 0.00064535 | 0 | 0 | 0 | 0 | 0.00064535 | 1.0756e-05 | 0.00011379 | 0.00011378 | 0.00011378 | #NAME? | 27 | 1.0756e-05 | 0.00011379 | 0.00011378 | 0.00011378 | 27 | #NAME?
28 | 0.46667 | 3.6293 | 0.00064945 | 0.00064945 | 0 | 0 | 0 | 0 | 0.00064945 | 1.0824e-05 | 0.00011964 | 0.00011963 | 0.00011963 | #NAME? | 28 | 1.0824e-05 | 0.00011964 | 0.00011963 | 0.00011963 | 28 | #NAME?
29 | 0.48333 | 3.6293 | 0.00065315 | 0.00065315 | 0 | 0 | 0 | 0 | 0.00065315 | 1.0886e-05 | 0.00012551 | 0.00012551 | 0.00012551 | #NAME? | 29 | 1.0886e-05 | 0.00012551 | 0.00012551 | 0.00012551 | 29 | #NAME?
30 | 0.5 | 3.6293 | 0.00065649 | 0.00065649 | 0 | 0 | 0 | 0 | 0.00065649 | 1.0942e-05 | 0.00013142 | 0.00013141 | 0.00013141 | #NAME? | 30 | 1.0942e-05 | 0.00013142 | 0.00013141 | 0.00013141 | 30 | #NAME?
31 | 0.51667 | 0 | 0.00065649 | 0.00059174 | 0 | 0 | 0 | 0 | 0.00059174 | 9.8624e-06 | 0.00013675 | 0.00013674 | 0.00013674 | #NAME? | 31 | 0 | 0.00013142 | 0.00013141 | 0.00013141 | 31 | #NAME?
32 | 0.53333 | 0 | 0.00065649 | 0.00053338 | 0 | 0 | 0 | 0 | 0.00053338 | 8.8897e-06 | 0.00014155 | 0.00014154 | 0.00014154 | #NAME? | 32 | 0 | 0.00013142 | 0.00013141 | 0.00013141 | 32 | #NAME?
33 | 0.55 | 0 | 0.00065649 | 0.00048078 | 0 | 0 | 0 | 0 | 0.00048078 | 8.013e-06 | 0.00014588 | 0.00014587 | 0.00014587 | #NAME? | 33 | 0 | 0.00013142 | 0.00013141 | 0.00013141 | 33 | #NAME?
34 | 0.56667 | 0 | 0.00065649 | 0.00043336 | 0 | 0 | 0 | 0 | 0.00043336 | 7.2227e-06 | 0.00014978 | 0.00014977 | 0.00014977 | #NAME? | 34 | 0 | 0.00013142 | 0.00013141 | 0.00013141 | 34 | #NAME?
35 | 0.58333 | 0 | 0.00065649 | 0.00039062 | 0 | 0 | 0 | 0 | 0.00039062 | 6.5104e-06 | 0.00015329 | 0.00015328 | 0.00015328 | #NAME? | 35 | 0 | 0.00013142 | 0.00013141 | 0.00013141 | 35 | #NAME?
36 | 0.6 | 0 | 0.00065649 | 0.0003521 | 0 | 0 | 0 | 0 | 0.0003521 | 5.8683e-06 | 0.00015646 | 0.00015645 | 0.00015645 | #NAME? | 36 | 0 | 0.00013142 | 0.00013141 | 0.00013141 | 36 | #NAME?
37 | 0.61667 | 0 | 0.00065649 | 0.00031737 | 0 | 0 | 0 | 0 | 0.00031737 | 5.2895e-06 | 0.00015932 | 0.0001593 | 0.0001593 | #NAME? | 37 | 0 | 0.00013142 | 0.00013141 | 0.00013141 | 37 | #NAME?
38 | 0.63333 | 0 | 0.00065649 | 0.00028607 | 0 | 0 | 0 | 0 | 0.00028607 | 4.7679e-06 | 0.00016189 | 0.00016188 | 0.00016188 | #NAME? | 38 | 0 | 0.00013142 | 0.00013141 | 0.00013141 | 38 | #NAME?
39 | 0.65 | 0 | 0.00065649 | 0.00025786 | 0 | 0 | 0 | 0 | 0.00025786 | 4.2976e-06 | 0.00016421 | 0.0001642 | 0.0001642 | #NAME? | 39 | 0 | 0.00013142 | 0.00013141 | 0.00013141 | 39 | #NAME?
40 | 0.66667 | 0 | 0.00065649 | 0.00023243 | 0 | 0 | 0 | 0 | 0.00023243 | 3.8738e-06 | 0.0001663 | 0.00016629 | 0.00016629 | #NAME? | 40 | 0 | 0.00013142 | 0.00013141 | 0.00013141 | 40 | #NAME?
41 | 0.68333 | 0 | 0.00065649 | 0.0002095 | 0 | 0 | 0 | 0 | 0.0002095 | 3.4917e-06 | 0.00016819 | 0.00016818 | 0.00016818 | #NAME? | 41 | 0 | 0.00013142 | 0.00013141 | 0.00013141 | 41 | #NAME?
42 | 0.7 | 0 | 0.00065649 | 0.00018884 | 0 | 0 | 0 | 0 | 0.00018884 | 3.1474e-06 | 0.00016989 | 0.00016988 | 0.00016988 | #NAME? | 42 | 0 | 0.00013142 | 0.00013141 | 0.00013141 | 42 | #NAME?
43 | 0.71667 | 0 | 0.00065649 | 0.00017022 | 0 | 0 | 0 | 0 | 0.00017022 | 2.837e-06 | 0.00017142 | 0.00017141 | 0.00017141 | #NAME? | 43 | 0 | 0.00013142 | 0.00013141 | 0.00013141 | 43 | #NAME?
44 | 0.73333 | 0 | 0.00065649 | 0.00015343 | 0 | 0 | 0 | 0 | 0.00015343 | 2.5572e-06 | 0.0001728 | 0.00017279 | 0.00017279 | #NAME? | 44 | 0 | 0.00013142 | 0.00013141 | 0.00013141 | 44 | #NAME?
45 | 0.75 | 0 | 0.00065649 | 0.0001383 | 0 | 0 | 0 | 0 | 0.0001383 | 2.305e-06 | 0.00017405 | 0.00017403 | 0.00017403 | #NAME? | 45 | 0 | 0.00013142 | 0.00013141 | 0.00013141 | 45 | #NAME?
46 | 0.76667 | 0 | 0.00065649 | 0.00012466 | 0 | 0 | 0 | 0 | 0.00012466 | 2.0776e-06 | 0.00017517 | 0.00017515 | 0.00017515 | #NAME? | 46 | 0 | 0.00013142 | 0.00013141 | 0.00013141 | 46 | #NAME?
47 | 0.78333 | 0 | 0.00065649 | 0.00011236 | 0 | 0 | 0 | 0 | 0.00011236 | 1.8727e-06 | 0.00017618 | 0.00017616 | 0.00017616 | #NAME? | 47 | 0 | 0.00013142 | 0.00013141 | 0.00013141 | 47 | #NAME?
48 | 0.8 | 0 | 0.00065649 | 0.00010128 | 0 | 0 | 0 | 0 | 0.00010128 | 1.688e-06 | 0.00017709 | 0.00017708 | 0.00017708 | #NAME? | 48 | 0 | 0.00013142 | 0.00013141 | 0.00013141 | 48 | #NAME?
49 | 0.81667 | 0 | 0.00065649 | 9.1293e-05 | 0 | 0 | 0 | 0 | 9.1293e-05 | 1.5216e-06 | 0.00017791 | 0.0001779 | 0.0001779 | #NAME? | 49 | 0 | 0.00013142 | 0.00013141 | 0.00013141 | 49 | #NAME?
50 | 0.83333 | 0 | 0.00065649 | 8.2289e-05 | 0 | 0 | 0 | 0 | 8.2289e-05 | 1.3715e-06 | 0.00017865 | 0.00017864 | 0.00017864 | #NAME? | 50 | 0 | 0.00013142 | 0.00013141 | 0.00013141 | 50 | #NAME?
51 | 0.85 | 0 | 0.00065649 | 7.4174e-05 | 0 | 0 | 0 | 0 | 7.4174e-05 | 1.2362e-06 | 0.00017932 | 0.00017931 | 0.00017931 | #NAME? | 51 | 0 | 0.00013142 | 0.00013141 | 0.00013141 | 51 | #NAME?
52 | 0.86667 | 0 | 0.00065649 | 6.6858e-05 | 0 | 0 | 0 | 0 | 6.6858e-05 | 1.1143e-06 | 0.00017992 | 0.00017991 | 0.00017991 | #NAME? | 52 | 0 | 0.00013142 | 0.00013141 | 0.00013141 | 52 | #NAME?
53 | 0.88333 | 0 | 0.00065649 | 6.0264e-05 | 0 | 0 | 0 | 0 | 6.0264e-05 | 1.0044e-06 | 0.00018047 | 0.00018045 | 0.00018045 | #NAME? | 53 | 0 | 0.00013142 | 0.00013141 | 0.00013141 | 53 | #NAME?
54 | 0.9 | 0 | 0.00065649 | 5.4321e-05 | 0 | 0 | 0 | 0 | 5.4321e-05 | 9.0535e-07 | 0.00018095 | 0.00018094 | 0.00018094 | #NAME? | 54 | 0 | 0.00013142 | 0.00013141 | 0.00013141 | 54 | #NAME?
55 | 0.91667 | 0 | 0.00065649 | 4.8963e-05 | 0 | 0 | 0 | 0 | 4.8963e-05 | 8.1606e-07 | 0.0001814 | 0.00018138 | 0.00018138 | #NAME? | 55 | 0 | 0.00013142 | 0.00013141 | 0.00013141 | 55 | #NAME?
56 | 0.93333 | 0 | 0.00065649 | 4.4134e-05 | 0 | 0 | 0 | 0 | 4.4134e-05 | 7.3557e-07 | 0.00018179 | 0.00018178 | 0.00018178 | #NAME? | 56 | 0 | 0.00013142 | 0.00013141 | 0.00013141 | 56 | #NAME?
57 | 0.95 | 0 | 0.00065649 | 3.9782e-05 | 0 | 0 | 0 | 0 | 3.9782e-05 | 6.6303e-07 | 0.00018215 | 0.00018213 | 0.00018213 | #NAME? | 57 | 0 | 0.00013142 | 0.00013141 | 0.00013141 | 57 | #NAME?
58 | 0.96667 | 0 | 0.00065649 | 3.5858e-05 | 0 | 0 | 0 | 0 | 3.5858e-05 | 5.9764e-07 | 0.00018247 | 0.00018246 | 0.00018246 | #NAME? | 58 | 0 | 0.00013142 | 0.00013141 | 0.00013141 | 58 | #NAME?
59 | 0.98333 | 0 | 0.00065649 | 3.2322e-05 | 0 | 0 | 0 | 0 | 3.2322e-05 | 5.387e-07 | 0.00018276 | 0.00018275 | 0.00018275 | #NAME? | 59 | 0 | 0.00013142 | 0.00013141 | 0.00013141 | 59 | #NAME?
60 | 1 | 0 | 0.00065649 | 2.9134e-05 | 0 | 0 | 0 | 0 | 2.9134e-05 | 4.8557e-07 | 0.00018303 | 0.00018301 | 0.00018301 | #NAME? | 60 | 0 | 0.00013142 | 0.00013141 | 0.00013141 | 60 | #NAME?
61 | 1.0167 | 0 | 0.00065649 | 2.6261e-05 | 0 | 0 | 0 | 0 | 2.6261e-05 | 4.3768e-07 | 0.00018326 | 0.00018325 | 0.00018325 | #NAME? | 61 | 0 | 0.00013142 | 0.00013141 | 0.00013141 | 61 | #NAME?
62 | 1.0333 | 0 | 0.00065649 | 2.3671e-05 | 0 | 0 | 0 | 0 | 2.3671e-05 | 3.9451e-07 | 0.00018348 | 0.00018346 | 0.00018346 | #NAME? | 62 | 0 | 0.00013142 | 0.00013141 | 0.00013141 | 62 | #NAME?
63 | 1.05 | 0 | 0.00065649 | 2.1336e-05 | 0 | 0 | 0 | 0 | 2.1336e-05 | 3.556e-07 | 0.00018367 | 0.00018365 | 0.00018365 | #NAME? | 63 | 0 | 0.00013142 | 0.00013141 | 0.00013141 | 63 | #NAME?
64 | 1.0667 | 0 | 0.00065649 | 1.9232e-05 | 0 | 0 | 0 | 0 | 1.9232e-05 | 3.2053e-07 | 0.00018384 | 0.00018382 | 0.00018382 | #NAME? | 64 | 0 | 0.00013142 | 0.00013141 | 0.00013141 | 64 | #NAME?
65 | 1.0833 | 0 | 0.00065649 | 1.7335e-05 | 0 | 0 | 0 | 0 | 1.7335e-05 | 2.8892e-07 | 0.000184 | 0.00018398 | 0.00018398 | #NAME? | 65 | 0 | 0.00013142 | 0.00013141 | 0.00013141 | 65 | #NAME?
66 | 1.1 | 0 | 0.00065649 | 1.5626e-05 | 0 | 0 | 0 | 0 | 1.5626e-05 | 2.6043e-07 | 0.00018414 | 0.00018412 | 0.00018412 | #NAME? | 66 | 0 | 0.00013142 | 0.00013141 | 0.00013141 | 66 | #NAME?
67 | 1.1167 | 0 | 0.00065649 | 1.4085e-05 | 0 | 0 | 0 | 0 | 1.4085e-05 | 2.3474e-07 | 0.00018426 | 0.00018425 | 0.00018425 | #NAME? | 67 | 0 | 0.00013142 | 0.00013141 | 0.00013141 | 67 | #NAME?
68 | 1.1333 | 0 | 0.00065649 | 1.2695e-05 | 0 | 0 | 0 | 0 | 1.2695e-05 | 2.1159e-07 | 0.00018438 | 0.00018436 | 0.00018436 | #NAME? | 68 | 0 | 0.00013142 | 0.00013141 | 0.00013141 | 68 | #NAME?
69 | 1.15 | 0 | 0.00065649 | 1.1443e-05 | 0 | 0 | 0 | 0 | 1.1443e-05 | 1.9072e-07 | 0.00018448 | 0.00018446 | 0.00018446 | #NAME? | 69 | 0 | 0.00013142 | 0.00013141 | 0.00013141 | 69 | #NAME?
70 | 1.1667 | 0 | 0.00065649 | 1.0315e-05 | 0 | 0 | 0 | 0 | 1.0315e-05 | 1.7191e-07 | 0.00018457 | 0.00018456 | 0.00018456 | #NAME? | 70 | 0 | 0.00013142 | 0.00013141 | 0.00013141 | 70 | #NAME?
71 | 1.1833 | 0 | 0.00065649 | 9.2975e-06 | 0 | 0 | 0 | 0 | 9.2975e-06 | 1.5496e-07 | 0.00018466 | 0.00018464 | 0.00018464 | #NAME? | 71 | 0 | 0.00013142 | 0.00013141 | 0.00013141 | 71 | #NAME?
72 | 1.2 | 0 | 0.00065649 | 8.3805e-06 | 0 | 0 | 0 | 0 | 8.3805e-06 | 1.3968e-07 | 0.00018473 | 0.00018472 | 0.00018472 | #NAME? | 72 | 0 | 0.00013142 | 0.00013141 | 0.00013141 | 72 | #NAME?
73 | 1.2167 | 0 | 0.00065649 | 7.554e-06 | 0 | 0 | 0 | 0 | 7.554e-06 | 1.259e-07 | 0.0001848 | 0.00018478 | 0.00018478 | #NAME? | 73 | 0 | 0.00013142 | 0.00013141 | 0.00013141 | 73 | #NAME?
74 | 1.2333 | 0 | 0.00065649 | 6.809e-06 | 0 | 0 | 0 | 0 | 6.809e-06 | 1.1348e-07 | 0.00018486 | 0.00018485 | 0.00018485 | #NAME? | 74 | 0 | 0.00013142 | 0.00013141 | 0.00013141 | 74 | #NAME?
75 | 1.25 | 0 | 0.00065649 | 6.1374e-06 | 0 | 0 | 0 | 0 | 6.1374e-06 | 1.0229e-07 | 0.00018492 | 0.0001849 | 0.0001849 | #NAME? | 75 | 0 | 0.00013142 | 0.00013141 | 0.00013141 | 75 | #NAME?
76 | 1.2667 | 0 | 0.00065649 | 5.5321e-06 | 0 | 0 | 0 | 0 | 5.5321e-06 | 9.2202e-08 | 0.00018497 | 0.00018495 | 0.00018495 | #NAME? | 76 | 0 | 0.00013142 | 0.00013141 | 0.00013141 | 76 | #NAME?
77 | 1.2833 | 0 | 0.00065649 | 4.9865e-06 | 0 | 0 | 0 | 0 | 4.9865e-06 | 8.3109e-08 | 0.00018501 | 0.000185 | 0.000185 | #NAME? | 77 | 0 | 0.00013142 | 0.00013141 | 0.00013141 | 77 | #NAME?
78 | 1.3 | 0 | 0.00065649 | 4.4947e-06 | 0 | 0 | 0 | 0 | 4.4947e-06 | 7.4912e-08 | 0.00018505 | 0.00018504 | 0.00018504 | #NAME? | 78 | 0 | 0.00013142 | 0.00013141 | 0.00013141 | 78 | #NAME?
79 | 1.3167 | 0 | 0.00065649 | 4.0515e-06 | 0 | 0 | 0 | 0 | 4.0515e-06 | 6.7524e-08 | 0.00018509 | 0.00018507 | 0.00018507 | #NAME? | 79 | 0 | 0.00013142 | 0.00013141 | 0.00013141 | 79 | #NAME?
80 | 1.3333 | 0 | 0.00065649 | 3.6519e-06 | 0 | 0 | 0 | 0 | 3.6519e-06 | 6.0865e-08 | 0.00018512 | 0.00018511 | 0.00018511 | #NAME? | 80 | 0 | 0.00013142 | 0.00013141 | 0.00013141 | 80 | #NAME?
81 | 1.35 | 0 | 0.00065649 | 3.2917e-06 | 0 | 0 | 0 | 0 | 3.2917e-06 | 5.4862e-08 | 0.00018515 | 0.00018514 | 0.00018514 | #NAME? | 81 | 0 | 0.00013142 | 0.00013141 | 0.00013141 | 81 | #NAME?
82 | 1.3667 | 0 | 0.00065649 | 2.9671e-06 | 0 | 0 | 0 | 0 | 2.9671e-06 | 4.9451e-08 | 0.00018518 | 0.00018516 | 0.00018516 | #NAME? | 82 | 0 | 0.00013142 | 0.00013141 | 0.00013141 | 82 | #NAME?
83 | 1.3833 | 0 | 0.00065649 | 2.6744e-06 | 0 | 0 | 0 | 0 | 2.6744e-06 | 4.4574e-08 | 0.0001852 | 0.00018519 | 0.00018519 | #NAME? | 83 | 0 | 0.00013142 | 0.00013141 | 0.00013141 | 83 | #NAME?
84 | 1.4 | 0 | 0.00065649 | 2.4107e-06 | 0 | 0 | 0 | 0 | 2.4107e-06 | 4.0178e-08 | 0.00018522 | 0.00018521 | 0.00018521 | #NAME? | 84 | 0 | 0.00013142 | 0.00013141 | 0.00013141 | 84 | #NAME?
85 | 1.4167 | 0 | 0.00065649 | 2.1729e-06 | 0 | 0 | 0 | 0 | 2.1729e-06 | 3.6215e-08 | 0.00018524 | 0.00018523 | 0.00018523 | #NAME? | 85 | 0 | 0.00013142 | 0.00013141 | 0.00013141 | 85 | #NAME?
86 | 1.4333 | 0 | 0.00065649 | 1.9586e-06 | 0 | 0 | 0 | 0 | 1.9586e-06 | 3.2644e-08 | 0.00018526 | 0.00018524 | 0.00018524 | #NAME? | 86 | 0 | 0.00013142 | 0.00013141 | 0.00013141 | 86 | #NAME?
87 | 1.45 | 0 | 0.00065649 | 1.7655e-06 | 0 | 0 | 0 | 0 | 1.7655e-06 | 2.9424e-08 | 0.00018528 | 0.00018526 | 0.00018526 | #NAME? | 87 | 0 | 0.00013142 | 0.00013141 | 0.00013141 | 87 | #NAME?
88 | 1.4667 | 0 | 0.00065649 | 1.5913e-06 | 0 | 0 | 0 | 0 | 1.5913e-06 | 2.6522e-08 | 0.00018529 | 0.00018527 | 0.00018527 | #NAME? | 88 | 0 | 0.00013142 | 0.00013141 | 0.00013141 | 88 | #NAME?
89 | 1.4833 | 0 | 0.00065649 | 1.4344e-06 | 0 | 0 | 0 | 0 | 1.4344e-06 | 2.3907e-08 | 0.0001853 | 0.00018529 | 0.00018529 | #NAME? | 89 | 0 | 0.00013142 | 0.00013141 | 0.00013141 | 89 | #NAME?
90 | 1.5 | 0 | 0.00065649 | 1.2929e-06 | 0 | 0 | 0 | 0 | 1.2929e-06 | 2.1549e-08 | 0.00018532 | 0.0001853 | 0.0001853 | #NAME? | 90 | 0 | 0.00013142 | 0.00013141 | 0.00013141 | 90 | #NAME?
91 | 1.5167 | 0 | 0.00065649 | 1.1654e-06 | 0 | 0 | 0 | 0 | 1.1654e-06 | 1.9424e-08 | 0.00018533 | 0.00018531 | 0.00018531 | #NAME? | 91 | 0 | 0.00013142 | 0.00013141 | 0.00013141 | 91 | #NAME?
92 | 1.5333 | 0 | 0.00065649 | 1.0505e-06 | 0 | 0 | 0 | 0 | 1.0505e-06 | 1.7508e-08 | 0.00018534 | 0.00018532 | 0.00018532 | #NAME? | 92 | 0 | 0.00013142 | 0.00013141 | 0.00013141 | 92 | #NAME?
93 | 1.55 | 0 | 0.00065649 | 9.4687e-07 | 0 | 0 | 0 | 0 | 9.4687e-07 | 1.5781e-08 | 0.00018535 | 0.00018533 | 0.00018533 | #NAME? | 93 | 0 | 0.00013142 | 0.00013141 | 0.00013141 | 93 | #NAME?
94 | 1.5667 | 0 | 0.00065649 | 8.5349e-07 | 0 | 0 | 0 | 0 | 8.5349e-07 | 1.4225e-08 | 0.00018535 | 0.00018534 | 0.00018534 | #NAME? | 94 | 0 | 0.00013142 | 0.00013141 | 0.00013141 | 94 | #NAME?
95 | 1.5833 | 0 | 0.00065649 | 7.6931e-07 | 0 | 0 | 0 | 0 | 7.6931e-07 | 1.2822e-08 | 0.00018536 | 0.00018534 | 0.00018534 | #NAME? | 95 | 0 | 0.00013142 | 0.00013141 | 0.00013141 | 95 | #NAME?
96 | 1.6 | 0 | 0.00065649 | 6.9344e-07 | 0 | 0 | 0 | 0 | 6.9344e-07 | 1.1557e-08 | 0.00018537 | 0.00018535 | 0.00018535 | #NAME? | 96 | 0 | 0.00013142 | 0.00013141 | 0.00013141 | 96 | #NAME?
97 | 1.6167 | 0 | 0.00065649 | 6.2505e-07 | 0 | 0 | 0 | 0 | 6.2505e-07 | 1.0417e-08 | 0.00018537 | 0.00018535 | 0.00018535 | #NAME? | 97 | 0 | 0.00013142 | 0.00013141 | 0.00013141 | 97 | #NAME?
98 | 1.6333 | 0 | 0.00065649 | 5.634e-07 | 0 | 0 | 0 | 0 | 5.634e-07 | 9.3901e-09 | 0.00018538 | 0.00018536 | 0.00018536 | #NAME? | 98 | 0 | 0.00013142 | 0.00013141 | 0.00013141 | 98 | #NAME?
99 | 1.65 | 0 | 0.00065649 | 5.0784e-07 | 0 | 0 | 0 | 0 | 5.0784e-07 | 8.464e-09 | 0.00018538 | 0.00018536 | 0.00018536 | #NAME? | 99 | 0 | 0.00013142 | 0.00013141 | 0.00013141 | 99 | #NAME?
100 | 1.6667 | 0 | 0.00065649 | 4.5775e-07 | 0 | 0 | 0 | 0 | 4.5775e-07 | 7.6292e-09 | 0.00018539 | 0.00018537 | 0.00018537 | #NAME? | 100 | 0 | 0.00013142 | 0.00013141 | 0.00013141 | 100 | #NAME?
101 | 1.6833 | 0 | 0.00065649 | 4.1261e-07 | 0 | 0 | 0 | 0 | 4.1261e-07 | 6.8768e-09 | 0.00018539 | 0.00018537 | 0.00018537 | #NAME? | 101 | 0 | 0.00013142 | 0.00013141 | 0.00013141 | 101 | #NAME?
102 | 1.7 | 0 | 0.00065649 | 3.7191e-07 | 0 | 0 | 0 | 0 | 3.7191e-07 | 6.1986e-09 | 0.00018539 | 0.00018538 | 0.00018538 | #NAME? | 102 | 0 | 0.00013142 | 0.00013141 | 0.00013141 | 102 | #NAME?
103 | 1.7167 | 0 | 0.00065649 | 3.3523e-07 | 0 | 0 | 0 | 0 | 3.3523e-07 | 5.5872e-09 | 0.0001854 | 0.00018538 | 0.00018538 | #NAME? | 103 | 0 | 0.00013142 | 0.00013141 | 0.00013141 | 103 | #NAME?
104 | 1.7333 | 0 | 0.00065649 | 3.0217e-07 | 0 | 0 | 0 | 0 | 3.0217e-07 | 5.0362e-09 | 0.0001854 | 0.00018538 | 0.00018538 | #NAME? | 104 | 0 | 0.00013142 | 0.00013141 | 0.00013141 | 104 | #NAME?
105 | 1.75 | 0 | 0.00065649 | 2.7237e-07 | 0 | 0 | 0 | 0 | 2.7237e-07 | 4.5395e-09 | 0.0001854 | 0.00018538 | 0.00018538 | #NAME? | 105 | 0 | 0.00013142 | 0.00013141 | 0.00013141 | 105 | #NAME?
106 | 1.7667 | 0 | 0.00065649 | 2.4551e-07 | 0 | 0 | 0 | 0 | 2.4551e-07 | 4.0918e-09 | 0.0001854 | 0.00018539 | 0.00018539 | #NAME? | 106 | 0 | 0.00013142 | 0.00013141 | 0.00013141 | 106 | #NAME?
107 | 1.7833 | 0 | 0.00065649 | 2.213e-07 | 0 | 0 | 0 | 0 | 2.213e-07 | 3.6883e-09 | 0.0001854 | 0.00018539 | 0.00018539 | #NAME? | 107 | 0 | 0.00013142 | 0.00013141 | 0.00013141 | 107 | #NAME?
108 | 1.8 | 0 | 0.00065649 | 1.9947e-07 | 0 | 0 | 0 | 0 | 1.9947e-07 | 3.3245e-09 | 0.00018541 | 0.00018539 | 0.00018539 | #NAME? | 108 | 0 | 0.00013142 | 0.00013141 | 0.00013141 | 108 | #NAME?
109 | 1.8167 | 0 | 0.00065649 | 1.798e-07 | 0 | 0 | 0 | 0 | 1.798e-07 | 2.9966e-09 | 0.00018541 | 0.00018539 | 0.00018539 | #NAME? | 109 | 0 | 0.00013142 | 0.00013141 | 0.00013141 | 109 | #NAME?
110 | 1.8333 | 0 | 0.00065649 | 1.6206e-07 | 0 | 0 | 0 | 0 | 1.6206e-07 | 2.7011e-09 | 0.00018541 | 0.00018539 | 0.00018539 | #NAME? | 110 | 0 | 0.00013142 | 0.00013141 | 0.00013141 | 110 | #NAME?
111 | 1.85 | 0 | 0.00065649 | 1.4608e-07 | 0 | 0 | 0 | 0 | 1.4608e-07 | 2.4347e-09 | 0.00018541 | 0.00018539 | 0.00018539 | #NAME? | 111 | 0 | 0.00013142 | 0.00013141 | 0.00013141 | 111 | #NAME?
112 | 1.8667 | 0 | 0.00065649 | 1.3167e-07 | 0 | 0 | 0 | 0 | 1.3167e-07 | 2.1946e-09 | 0.00018541 | 0.00018539 | 0.00018539 | #NAME? | 112 | 0 | 0.00013142 | 0.00013141 | 0.00013141 | 112 | #NAME?
113 | 1.8833 | 0 | 0.00065649 | 1.1869e-07 | 0 | 0 | 0 | 0 | 1.1869e-07 | 1.9781e-09 | 0.00018541 | 0.0001854 | 0.0001854 | #NAME? | 113 | 0 | 0.00013142 | 0.00013141 | 0.00013141 | 113 | #NAME?
114 | 1.9 | 0 | 0.00065649 | 1.0698e-07 | 0 | 0 | 0 | 0 | 1.0698e-07 | 1.783e-09 | 0.00018541 | 0.0001854 | 0.0001854 | #NAME? | 114 | 0 | 0.00013142 | 0.00013141 | 0.00013141 | 114 | #NAME?
115 | 1.9167 | 0 | 0.00065649 | 9.6431e-08 | 0 | 0 | 0 | 0 | 9.6431e-08 | 1.6072e-09 | 0.00018542 | 0.0001854 | 0.0001854 | #NAME? | 115 | 0 | 0.00013142 | 0.00013141 | 0.00013141 | 115 | #NAME?
116 | 1.9333 | 0 | 0.00065649 | 8.6921e-08 | 0 | 0 | 0 | 0 | 8.6921e-08 | 1.4487e-09 | 0.00018542 | 0.0001854 | 0.0001854 | #NAME? | 116 | 0 | 0.00013142 | 0.00013141 | 0.00013141 | 116 | #NAME?
117 | 1.95 | 0 | 0.00065649 | 7.8348e-08 | 0 | 0 | 0 | 0 | 7.8348e-08 | 1.3058e-09 | 0.00018542 | 0.0001854 | 0.0001854 | #NAME? | 117 | 0 | 0.00013142 | 0.00013141 | 0.00013141 | 117 | #NAME?
118 | 1.9667 | 0 | 0.00065649 | 7.0621e-08 | 0 | 0 | 0 | 0 | 7.0621e-08 | 1.177e-09 | 0.00018542 | 0.0001854 | 0.0001854 | #NAME? | 118 | 0 | 0.00013142 | 0.00013141 | 0.00013141 | 118 | #NAME?
119 | 1.9833 | 0 | 0.00065649 | 6.3656e-08 | 0 | 0 | 0 | 0 | 6.3656e-08 | 1.0609e-09 | 0.00018542 | 0.0001854 | 0.0001854 | #NAME? | 119 | 0 | 0.00013142 | 0.00013141 | 0.00013141 | 119 | #NAME?
120 | 2 | 0 | 0.00065649 | 5.7378e-08 | 0 | 0 | 0 | 0 | 5.7378e-08 | 9.563e-10 | 0.00018542 | 0.0001854 | 0.0001854 | #NAME? | 120 | 0 | 0.00013142 | 0.00013141 | 0.00013141 | 120 | #NAME?
121 | 2.0167 | 0 | 0.00065649 | 5.1719e-08 | 0 | 0 | 0 | 0 | 5.1719e-08 | 8.6199e-10 | 0.00018542 | 0.0001854 | 0.0001854 | #NAME? | 121 | 0 | 0.00013142 | 0.00013141 | 0.00013141 | 121 | #NAME?
122 | 2.0333 | 0 | 0.00065649 | 4.6618e-08 | 0 | 0 | 0 | 0 | 4.6618e-08 | 7.7697e-10 | 0.00018542 | 0.0001854 | 0.0001854 | #NAME? | 122 | 0 | 0.00013142 | 0.00013141 | 0.00013141 | 122 | #NAME?
123 | 2.05 | 0 | 0.00065649 | 4.2021e-08 | 0 | 0 | 0 | 0 | 4.2021e-08 | 7.0035e-10 | 0.00018542 | 0.0001854 | 0.0001854 | #NAME? | 123 | 0 | 0.00013142 | 0.00013141 | 0.00013141 | 123 | #NAME?
124 | 2.0667 | 0 | 0.00065649 | 3.7876e-08 | 0 | 0 | 0 | 0 | 3.7876e-08 | 6.3127e-10 | 0.00018542 | 0.0001854 | 0.0001854 | #NAME? | 124 | 0 | 0.00013142 | 0.00013141 | 0.00013141 | 124 | #NAME?
125 | 2.0833 | 0 | 0.00065649 | 3.4141e-08 | 0 | 0 | 0 | 0 | 3.4141e-08 | 5.6902e-10 | 0.00018542 | 0.0001854 | 0.0001854 | #NAME? | 125 | 0 | 0.00013142 | 0.00013141 | 0.00013141 | 125 | #NAME?
126 | 2.1 | 0 | 0.00065649 | 3.0774e-08 | 0 | 0 | 0 | 0 | 3.0774e-08 | 5.129e-10 | 0.00018542 | 0.0001854 | 0.0001854 | #NAME? | 126 | 0 | 0.00013142 | 0.00013141 | 0.00013141 | 126 | #NAME?
127 | 2.1167 | 0 | 0.00065649 | 2.7739e-08 | 0 | 0 | 0 | 0 | 2.7739e-08 | 4.6231e-10 | 0.00018542 | 0.0001854 | 0.0001854 | #NAME? | 127 | 0 | 0.00013142 | 0.00013141 | 0.00013141 | 127 | #NAME?
128 | 2.1333 | 0 | 0.00065649 | 2.5003e-08 | 0 | 0 | 0 | 0 | 2.5003e-08 | 4.1672e-10 | 0.00018542 | 0.0001854 | 0.0001854 | #NAME? | 128 | 0 | 0.00013142 | 0.00013141 | 0.00013141 | 128 | #NAME?
129 | 2.15 | 0 | 0.00065649 | 2.2537e-08 | 0 | 0 | 0 | 0 | 2.2537e-08 | 3.7562e-10 | 0.00018542 | 0.0001854 | 0.0001854 | #NAME? | 129 | 0 | 0.00013142 | 0.00013141 | 0.00013141 | 129 | #NAME?
130 | 2.1667 | 0 | 0.00065649 | 2.0314e-08 | 0 | 0 | 0 | 0 | 2.0314e-08 | 3.3857e-10 | 0.00018542 | 0.0001854 | 0.0001854 | #NAME? | 130 | 0 | 0.00013142 | 0.00013141 | 0.00013141 | 130 | #NAME?
131 | 2.1833 | 0 | 0.00065649 | 1.8311e-08 | 0 | 0 | 0 | 0 | 1.8311e-08 | 3.0518e-10 | 0.00018542 | 0.0001854 | 0.0001854 | #NAME? | 131 | 0 | 0.00013142 | 0.00013141 | 0.00013141 | 131 | #NAME?
132 | 2.2 | 0 | 0.00065649 | 1.6505e-08 | 0 | 0 | 0 | 0 | 1.6505e-08 | 2.7508e-10 | 0.00018542 | 0.0001854 | 0.0001854 | #NAME? | 132 | 0 | 0.00013142 | 0.00013141 | 0.00013141 | 132 | #NAME?
133 | 2.2167 | 0 | 0.00065649 | 1.4877e-08 | 0 | 0 | 0 | 0 | 1.4877e-08 | 2.4795e-10 | 0.00018542 | 0.0001854 | 0.0001854 | #NAME? | 133 | 0 | 0.00013142 | 0.00013141 | 0.00013141 | 133 | #NAME?
134 | 2.2333 | 0 | 0.00065649 | 1.341e-08 | 0 | 0 | 0 | 0 | 1.341e-08 | 2.235e-10 | 0.00018542 | 0.0001854 | 0.0001854 | #NAME? | 134 | 0 | 0.00013142 | 0.00013141 | 0.00013141 | 134 | #NAME?
135 | 2.25 | 0 | 0.00065649 | 1.2087e-08 | 0 | 0 | 0 | 0 | 1.2087e-08 | 2.0146e-10 | 0.00018542 | 0.0001854 | 0.0001854 | #NAME? | 135 | 0 | 0.00013142 | 0.00013141 | 0.00013141 | 135 | #NAME?
136 | 2.2667 | 0 | 0.00065649 | 1.0895e-08 | 0 | 0 | 0 | 0 | 1.0895e-08 | 1.8159e-10 | 0.00018542 | 0.0001854 | 0.0001854 | #NAME? | 136 | 0 | 0.00013142 | 0.00013141 | 0.00013141 | 136 | #NAME?
137 | 2.2833 | 0 | 0.00065649 | 9.8207e-09 | 0 | 0 | 0 | 0 | 9.8207e-09 | 1.6368e-10 | 0.00018542 | 0.0001854 | 0.0001854 | #NAME? | 137 | 0 | 0.00013142 | 0.00013141 | 0.00013141 | 137 | #NAME?
138 | 2.3 | 0 | 0.00065649 | 8.8522e-09 | 0 | 0 | 0 | 0 | 8.8522e-09 | 1.4754e-10 | 0.00018542 | 0.00018541 | 0.00018541 | #NAME? | 138 | 0 | 0.00013142 | 0.00013141 | 0.00013141 | 138 | #NAME?
139 | 2.3167 | 0 | 0.00065649 | 7.9791e-09 | 0 | 0 | 0 | 0 | 7.9791e-09 | 1.3299e-10 | 0.00018542 | 0.00018541 | 0.00018541 | #NAME? | 139 | 0 | 0.00013142 | 0.00013141 | 0.00013141 | 139 | #NAME?
140 | 2.3333 | 0 | 0.00065649 | 7.1922e-09 | 0 | 0 | 0 | 0 | 7.1922e-09 | 1.1987e-10 | 0.00018542 | 0.00018541 | 0.00018541 | #NAME? | 140 | 0 | 0.00013142 | 0.00013141 | 0.00013141 | 140 | #NAME?
141 | 2.35 | 0 | 0.00065649 | 6.4829e-09 | 0 | 0 | 0 | 0 | 6.4829e-09 | 1.0805e-10 | 0.00018542 | 0.00018541 | 0.00018541 | #NAME? | 141 | 0 | 0.00013142 | 0.00013141 | 0.00013141 | 141 | #NAME?
142 | 2.3667 | 0 | 0.00065649 | 5.8435e-09 | 0 | 0 | 0 | 0 | 5.8435e-09 | 9.7392e-11 | 0.00018542 | 0.00018541 | 0.00018541 | #NAME? | 142 | 0 | 0.00013142 | 0.00013141 | 0.00013141 | 142 | #NAME?
143 | 2.3833 | 0 | 0.00065649 | 5.2672e-09 | 0 | 0 | 0 | 0 | 5.2672e-09 | 8.7786e-11 | 0.00018542 | 0.00018541 | 0.00018541 | #NAME? | 143 | 0 | 0.00013142 | 0.00013141 | 0.00013141 | 143 | #NAME?
144 | 2.4 | 0 | 0.00065649 | 4.7477e-09 | 0 | 0 | 0 | 0 | 4.7477e-09 | 7.9129e-11 | 0.00018542 | 0.00018541 | 0.00018541 | #NAME? | 144 | 0 | 0.00013142 | 0.00013141 | 0.00013141 | 144 | #NAME?
145 | 2.4167 | 0 | 0.00065649 | 4.2795e-09 | 0 | 0 | 0 | 0 | 4.2795e-09 | 7.1325e-11 | 0.00018542 | 0.00018541 | 0.00018541 | #NAME? | 145 | 0 | 0.00013142 | 0.00013141 | 0.00013141 | 145 | #NAME?
146 | 2.4333 | 0 | 0.00065649 | 3.8574e-09 | 0 | 0 | 0 | 0 | 3.8574e-09 | 6.429e-11 | 0.00018542 | 0.00018541 | 0.00018541 | #NAME? | 146 | 0 | 0.00013142 | 0.00013141 | 0.00013141 | 146 | #NAME?
147 | 2.45 | 0 | 0.00065649 | 3.477e-09 | 0 | 0 | 0 | 0 | 3.477e-09 | 5.795e-11 | 0.00018542 | 0.00018541 | 0.00018541 | #NAME? | 147 | 0 | 0.00013142 | 0.00013141 | 0.00013141 | 147 | #NAME?
148 | 2.4667 | 0 | 0.00065649 | 3.1341e-09 | 0 | 0 | 0 | 0 | 3.1341e-09 | 5.2234e-11 | 0.00018542 | 0.00018541 | 0.00018541 | #NAME? | 148 | 0 | 0.00013142 | 0.00013141 | 0.00013141 | 148 | #NAME?
149 | 2.4833 | 0 | 0.00065649 | 2.825e-09 | 0 | 0 | 0 | 0 | 2.825e-09 | 4.7083e-11 | 0.00018542 | 0.00018541 | 0.00018541 | #NAME? | 149 | 0 | 0.00013142 | 0.00013141 | 0.00013141 | 149 | #NAME?
150 | 2.5 | 0 | 0.00065649 | 2.5464e-09 | 0 | 0 | 0 | 0 | 2.5464e-09 | 4.2439e-11 | 0.00018542 | 0.00018541 | 0.00018541 | #NAME? | 150 | 0 | 0.00013142 | 0.00013141 | 0.00013141 | 150 | #NAME?
151 | 2.5167 | 0 | 0.00065649 | 2.2952e-09 | 0 | 0 | 0 | 0 | 2.2952e-09 | 3.8254e-11 | 0.00018542 | 0.00018541 | 0.00018541 | #NAME? | 151 | 0 | 0.00013142 | 0.00013141 | 0.00013141 | 151 | #NAME?
152 | 2.5333 | 0 | 0.00065649 | 2.0689e-09 | 0 | 0 | 0 | 0 | 2.0689e-09 | 3.4481e-11 | 0.00018542 | 0.00018541 | 0.00018541 | #NAME? | 152 | 0 | 0.00013142 | 0.00013141 | 0.00013141 | 152 | #NAME?
153 | 2.55 | 0 | 0.00065649 | 1.8648e-09 | 0 | 0 | 0 | 0 | 1.8648e-09 | 3.108e-11 | 0.00018542 | 0.00018541 | 0.00018541 | #NAME? | 153 | 0 | 0.00013142 | 0.00013141 | 0.00013141 | 153 | #NAME?
154 | 2.5667 | 0 | 0.00065649 | 1.6809e-09 | 0 | 0 | 0 | 0 | 1.6809e-09 | 2.8015e-11 | 0.00018542 | 0.00018541 | 0.00018541 | #NAME? | 154 | 0 | 0.00013142 | 0.00013141 | 0.00013141 | 154 | #NAME?
155 | 2.5833 | 0 | 0.00065649 | 1.5151e-09 | 0 | 0 | 0 | 0 | 1.5151e-09 | 2.5252e-11 | 0.00018542 | 0.00018541 | 0.00018541 | #NAME? | 155 | 0 | 0.00013142 | 0.00013141 | 0.00013141 | 155 | #NAME?
156 | 2.6 | 0 | 0.00065649 | 1.3657e-09 | 0 | 0 | 0 | 0 | 1.3657e-09 | 2.2762e-11 | 0.00018542 | 0.00018541 | 0.00018541 | #NAME? | 156 | 0 | 0.00013142 | 0.00013141 | 0.00013141 | 156 | #NAME?
157 | 2.6167 | 0 | 0.00065649 | 1.231e-09 | 0 | 0 | 0 | 0 | 1.231e-09 | 2.0517e-11 | 0.00018542 | 0.00018541 | 0.00018541 | #NAME? | 157 | 0 | 0.00013142 | 0.00013141 | 0.00013141 | 157 | #NAME?
158 | 2.6333 | 0 | 0.00065649 | 1.1096e-09 | 0 | 0 | 0 | 0 | 1.1096e-09 | 1.8493e-11 | 0.00018542 | 0.00018541 | 0.00018541 | #NAME? | 158 | 0 | 0.00013142 | 0.00013141 | 0.00013141 | 158 | #NAME?
159 | 2.65 | 0 | 0.00065649 | 1.0002e-09 | 0 | 0 | 0 | 0 | 1.0002e-09 | 1.6669e-11 | 0.00018542 | 0.00018541 | 0.00018541 | #NAME? | 159 | 0 | 0.00013142 | 0.00013141 | 0.00013141 | 159 | #NAME?
160 | 2.6667 | 0 | 0.00065649 | 9.0152e-10 | 0 | 0 | 0 | 0 | 9.0152e-10 | 1.5025e-11 | 0.00018542 | 0.00018541 | 0.00018541 | #NAME? | 160 | 0 | 0.00013142 | 0.00013141 | 0.00013141 | 160 | #NAME?
161 | 2.6833 | 0 | 0.00065649 | 8.1261e-10 | 0 | 0 | 0 | 0 | 8.1261e-10 | 1.3544e-11 | 0.00018542 | 0.00018541 | 0.00018541 | #NAME? | 161 | 0 | 0.00013142 | 0.00013141 | 0.00013141 | 161 | #NAME?
162 | 2.7 | 0 | 0.00065649 | 7.3247e-10 | 0 | 0 | 0 | 0 | 7.3247e-10 | 1.2208e-11 | 0.00018542 | 0.00018541 | 0.00018541 | #NAME? | 162 | 0 | 0.00013142 | 0.00013141 | 0.00013141 | 162 | #NAME?
163 | 2.7167 | 0 | 0.00065649 | 6.6023e-10 | 0 | 0 | 0 | 0 | 6.6023e-10 | 1.1004e-11 | 0.00018542 | 0.00018541 | 0.00018541 | #NAME? | 163 | 0 | 0.00013142 | 0.00013141 | 0.00013141 | 163 | #NAME?
164 | 2.7333 | 0 | 0.00065649 | 5.9511e-10 | 0 | 0 | 0 | 0 | 5.9511e-10 | 9.9186e-12 | 0.00018542 | 0.00018541 | 0.00018541 | #NAME? | 164 | 0 | 0.00013142 | 0.00013141 | 0.00013141 | 164 | #NAME?
165 | 2.75 | 0 | 0.00065649 | 5.3642e-10 | 0 | 0 | 0 | 0 | 5.3642e-10 | 8.9403e-12 | 0.00018542 | 0.00018541 | 0.00018541 | #NAME? | 165 | 0 | 0.00013142 | 0.00013141 | 0.00013141 | 165 | #NAME?
166 | 2.7667 | 0 | 0.00065649 | 4.8352e-10 | 0 | 0 | 0 | 0 | 4.8352e-10 | 8.0586e-12 | 0.00018542 | 0.00018541 | 0.00018541 | #NAME? | 166 | 0 | 0.00013142 | 0.00013141 | 0.00013141 | 166 | #NAME?
167 | 2.7833 | 0 | 0.00065649 | 4.3583e-10 | 0 | 0 | 0 | 0 | 4.3583e-10 | 7.2638e-12 | 0.00018542 | 0.00018541 | 0.00018541 | #NAME? | 167 | 0 | 0.00013142 | 0.00013141 | 0.00013141 | 167 | #NAME?
168 | 2.8 | 0 | 0.00065649 | 3.9285e-10 | 0 | 0 | 0 | 0 | 3.9285e-10 | 6.5474e-12 | 0.00018542 | 0.00018541 | 0.00018541 | #NAME? | 168 | 0 | 0.00013142 | 0.00013141 | 0.00013141 | 168 | #NAME?
169 | 2.8167 | 0 | 0.00065649 | 3.541e-10 | 0 | 0 | 0 | 0 | 3.541e-10 | 5.9017e-12 | 0.00018542 | 0.00018541 | 0.00018541 | #NAME? | 169 | 0 | 0.00013142 | 0.00013141 | 0.00013141 | 169 | #NAME?
170 | 2.8333 | 0 | 0.00065649 | 3.1918e-10 | 0 | 0 | 0 | 0 | 3.1918e-10 | 5.3197e-12 | 0.00018542 | 0.00018541 | 0.00018541 | #NAME? | 170 | 0 | 0.00013142 | 0.00013141 | 0.00013141 | 170 | #NAME?
171 | 2.85 | 0 | 0.00065649 | 2.877e-10 | 0 | 0 | 0 | 0 | 2.877e-10 | 4.795e-12 | 0.00018542 | 0.00018541 | 0.00018541 | #NAME? | 171 | 0 | 0.00013142 | 0.00013141 | 0.00013141 | 171 | #NAME?
172 | 2.8667 | 0 | 0.00065649 | 2.5933e-10 | 0 | 0 | 0 | 0 | 2.5933e-10 | 4.3221e-12 | 0.00018542 | 0.00018541 | 0.00018541 | #NAME? | 172 | 0 | 0.00013142 | 0.00013141 | 0.00013141 | 172 | #NAME?
173 | 2.8833 | 0 | 0.00065649 | 2.3375e-10 | 0 | 0 | 0 | 0 | 2.3375e-10 | 3.8958e-12 | 0.00018542 | 0.00018541 | 0.00018541 | #NAME? | 173 | 0 | 0.00013142 | 0.00013141 | 0.00013141 | 173 | #NAME?
174 | 2.9 | 0 | 0.00065649 | 2.107e-10 | 0 | 0 | 0 | 0 | 2.107e-10 | 3.5116e-12 | 0.00018542 | 0.00018541 | 0.00018541 | #NAME? | 174 | 0 | 0.00013142 | 0.00013141 | 0.00013141 | 174 | #NAME?
175 | 2.9167 | 0 | 0.00065649 | 1.8992e-10 | 0 | 0 | 0 | 0 | 1.8992e-10 | 3.1653e-12 | 0.00018542 | 0.00018541 | 0.00018541 | #NAME? | 175 | 0 | 0.00013142 | 0.00013141 | 0.00013141 | 175 | #NAME?
176 | 2.9333 | 0 | 0.00065649 | 1.7119e-10 | 0 | 0 | 0 | 0 | 1.7119e-10 | 2.8531e-12 | 0.00018542 | 0.00018541 | 0.00018541 | #NAME? | 176 | 0 | 0.00013142 | 0.00013141 | 0.00013141 | 176 | #NAME?
177 | 2.95 | 0 | 0.00065649 | 1.543e-10 | 0 | 0 | 0 | 0 | 1.543e-10 | 2.5717e-12 | 0.00018542 | 0.00018541 | 0.00018541 | #NAME? | 177 | 0 | 0.00013142 | 0.00013141 | 0.00013141 | 177 | #NAME?
178 | 2.9667 | 0 | 0.00065649 | 1.3909e-10 | 0 | 0 | 0 | 0 | 1.3909e-10 | 2.3181e-12 | 0.00018542 | 0.00018541 | 0.00018541 | #NAME? | 178 | 0 | 0.00013142 | 0.00013141 | 0.00013141 | 178 | #NAME?
179 | 2.9833 | 0 | 0.00065649 | 1.2537e-10 | 0 | 0 | 0 | 0 | 1.2537e-10 | 2.0895e-12 | 0.00018542 | 0.00018541 | 0.00018541 | #NAME? | 179 | 0 | 0.00013142 | 0.00013141 | 0.00013141 | 179 | #NAME?
180 | 3 | 0 | 0.00065649 | 1.13e-10 | 0 | 0 | 0 | 0 | 1.13e-10 | 1.8834e-12 | 0.00018542 | 0.00018541 | 0.00018541 | #NAME? | 180 | 0 | 0.00013142 | 0.00013141 | 0.00013141 | 180 | #NAME?
181 | 3.0167 | 0 | 0.00065649 | 1.0186e-10 | 0 | 0 | 0 | 0 | 1.0186e-10 | 1.6976e-12 | 0.00018542 | 0.00018541 | 0.00018541 | #NAME? | 181 | 0 | 0.00013142 | 0.00013141 | 0.00013141 | 181 | #NAME?
182 | 3.0333 | 0 | 0.00065649 | 9.1813e-11 | 0 | 0 | 0 | 0 | 9.1813e-11 | 1.5302e-12 | 0.00018542 | 0.00018541 | 0.00018541 | #NAME? | 182 | 0 | 0.00013142 | 0.00013141 | 0.00013141 | 182 | #NAME?
183 | 3.05 | 0 | 0.00065649 | 8.2758e-11 | 0 | 0 | 0 | 0 | 8.2758e-11 | 1.3793e-12 | 0.00018542 | 0.00018541 | 0.00018541 | #NAME? | 183 | 0 | 0.00013142 | 0.00013141 | 0.00013141 | 183 | #NAME?
184 | 3.0667 | 0 | 0.00065649 | 7.4596e-11 | 0 | 0 | 0 | 0 | 7.4596e-11 | 1.2433e-12 | 0.00018542 | 0.00018541 | 0.00018541 | #NAME? | 184 | 0 | 0.00013142 | 0.00013141 | 0.00013141 | 184 | #NAME?
185 | 3.0833 | 0 | 0.00065649 | 6.7239e-11 | 0 | 0 | 0 | 0 | 6.7239e-11 | 1.1206e-12 | 0.00018542 | 0.00018541 | 0.00018541 | #NAME? | 185 | 0 | 0.00013142 | 0.00013141 | 0.00013141 | 185 | #NAME?
186 | 3.1 | 0 | 0.00065649 | 6.0608e-11 | 0 | 0 | 0 | 0 | 6.0608e-11 | 1.0101e-12 | 0.00018542 | 0.00018541 | 0.00018541 | #NAME? | 186 | 0 | 0.00013142 | 0.00013141 | 0.00013141 | 186 | #NAME?
187 | 3.1167 | 0 | 0.00065649 | 5.463e-11 | 0 | 0 | 0 | 0 | 5.463e-11 | 9.105e-13 | 0.00018542 | 0.00018541 | 0.00018541 | #NAME? | 187 | 0 | 0.00013142 | 0.00013141 | 0.00013141 | 187 | #NAME?
188 | 3.1333 | 0 | 0.00065649 | 4.9242e-11 | 0 | 0 | 0 | 0 | 4.9242e-11 | 8.207e-13 | 0.00018542 | 0.00018541 | 0.00018541 | #NAME? | 188 | 0 | 0.00013142 | 0.00013141 | 0.00013141 | 188 | #NAME?
189 | 3.15 | 0 | 0.00065649 | 4.4386e-11 | 0 | 0 | 0 | 0 | 4.4386e-11 | 7.3976e-13 | 0.00018542 | 0.00018541 | 0.00018541 | #NAME? | 189 | 0 | 0.00013142 | 0.00013141 | 0.00013141 | 189 | #NAME?
190 | 3.1667 | 0 | 0.00065649 | 4.0008e-11 | 0 | 0 | 0 | 0 | 4.0008e-11 | 6.668e-13 | 0.00018542 | 0.00018541 | 0.00018541 | #NAME? | 190 | 0 | 0.00013142 | 0.00013141 | 0.00013141 | 190 | #NAME?
191 | 3.1833 | 0 | 0.00065649 | 3.6062e-11 | 0 | 0 | 0 | 0 | 3.6062e-11 | 6.0104e-13 | 0.00018542 | 0.00018541 | 0.00018541 | #NAME? | 191 | 0 | 0.00013142 | 0.00013141 | 0.00013141 | 191 | #NAME?
192 | 3.2 | 0 | 0.00065649 | 3.2506e-11 | 0 | 0 | 0 | 0 | 3.2506e-11 | 5.4176e-13 | 0.00018542 | 0.00018541 | 0.00018541 | #NAME? | 192 | 0 | 0.00013142 | 0.00013141 | 0.00013141 | 192 | #NAME?
193 | 3.2167 | 0 | 0.00065649 | 2.93e-11 | 0 | 0 | 0 | 0 | 2.93e-11 | 4.8833e-13 | 0.00018542 | 0.00018541 | 0.00018541 | #NAME? | 193 | 0 | 0.00013142 | 0.00013141 | 0.00013141 | 193 | #NAME?
194 | 3.2333 | 0 | 0.00065649 | 2.641e-11 | 0 | 0 | 0 | 0 | 2.641e-11 | 4.4017e-13 | 0.00018542 | 0.00018541 | 0.00018541 | #NAME? | 194 | 0 | 0.00013142 | 0.00013141 | 0.00013141 | 194 | #NAME?
195 | 3.25 | 0 | 0.00065649 | 2.3806e-11 | 0 | 0 | 0 | 0 | 2.3806e-11 | 3.9676e-13 | 0.00018542 | 0.00018541 | 0.00018541 | #NAME? | 195 | 0 | 0.00013142 | 0.00013141 | 0.00013141 | 195 | #NAME?
196 | 3.2667 | 0 | 0.00065649 | 2.1458e-11 | 0 | 0 | 0 | 0 | 2.1458e-11 | 3.5763e-13 | 0.00018542 | 0.00018541 | 0.00018541 | #NAME? | 196 | 0 | 0.00013142 | 0.00013141 | 0.00013141 | 196 | #NAME?
197 | 3.2833 | 0 | 0.00065649 | 1.9341e-11 | 0 | 0 | 0 | 0 | 1.9341e-11 | 3.2236e-13 | 0.00018542 | 0.00018541 | 0.00018541 | #NAME? | 197 | 0 | 0.00013142 | 0.00013141 | 0.00013141 | 197 | #NAME?
198 | 3.3 | 0 | 0.00065649 | 1.7434e-11 | 0 | 0 | 0 | 0 | 1.7434e-11 | 2.9057e-13 | 0.00018542 | 0.00018541 | 0.00018541 | #NAME? | 198 | 0 | 0.00013142 | 0.00013141 | 0.00013141 | 198 | #NAME?
199 | 3.3167 | 0 | 0.00065649 | 1.5715e-11 | 0 | 0 | 0 | 0 | 1.5715e-11 | 2.6191e-13 | 0.00018542 | 0.00018541 | 0.00018541 | #NAME? | 199 | 0 | 0.00013142 | 0.00013141 | 0.00013141 | 199 | #NAME?
200 | 3.3333 | 0 | 0.00065649 | 1.4165e-11 | 0 | 0 | 0 | 0 | 1.4165e-11 | 2.3608e-13 | 0.00018542 | 0.00018541 | 0.00018541 | #NAME? | 200 | 0 | 0.00013142 | 0.00013141 | 0.00013141 | 200 | #NAME?
201 | 3.35 | 0 | 0.00065649 | 1.2768e-11 | 0 | 0 | 0 | 0 | 1.2768e-11 | 2.128e-13 | 0.00018542 | 0.00018541 | 0.00018541 | #NAME? | 201 | 0 | 0.00013142 | 0.00013141 | 0.00013141 | 201 | #NAME?
202 | 3.3667 | 0 | 0.00065649 | 1.1508e-11 | 0 | 0 | 0 | 0 | 1.1508e-11 | 1.9181e-13 | 0.00018542 | 0.00018541 | 0.00018541 | #NAME? | 202 | 0 | 0.00013142 | 0.00013141 | 0.00013141 | 202 | #NAME?
203 | 3.3833 | 0 | 0.00065649 | 1.0373e-11 | 0 | 0 | 0 | 0 | 1.0373e-11 | 1.7289e-13 | 0.00018542 | 0.00018541 | 0.00018541 | #NAME? | 203 | 0 | 0.00013142 | 0.00013141 | 0.00013141 | 203 | #NAME?
204 | 3.4 | 0 | 0.00065649 | 9.3504e-12 | 0 | 0 | 0 | 0 | 9.3504e-12 | 1.5584e-13 | 0.00018542 | 0.00018541 | 0.00018541 | #NAME? | 204 | 0 | 0.00013142 | 0.00013141 | 0.00013141 | 204 | #NAME?
205 | 3.4167 | 0 | 0.00065649 | 8.4282e-12 | 0 | 0 | 0 | 0 | 8.4282e-12 | 1.4047e-13 | 0.00018542 | 0.00018541 | 0.00018541 | #NAME? | 205 | 0 | 0.00013142 | 0.00013141 | 0.00013141 | 205 | #NAME?
206 | 3.4333 | 0 | 0.00065649 | 7.597e-12 | 0 | 0 | 0 | 0 | 7.597e-12 | 1.2662e-13 | 0.00018542 | 0.00018541 | 0.00018541 | #NAME? | 206 | 0 | 0.00013142 | 0.00013141 | 0.00013141 | 206 | #NAME?
207 | 3.45 | 0 | 0.00065649 | 6.8477e-12 | 0 | 0 | 0 | 0 | 6.8477e-12 | 1.1413e-13 | 0.00018542 | 0.00018541 | 0.00018541 | #NAME? | 207 | 0 | 0.00013142 | 0.00013141 | 0.00013141 | 207 | #NAME?
208 | 3.4667 | 0 | 0.00065649 | 6.1724e-12 | 0 | 0 | 0 | 0 | 6.1724e-12 | 1.0287e-13 | 0.00018542 | 0.00018541 | 0.00018541 | #NAME? | 208 | 0 | 0.00013142 | 0.00013141 | 0.00013141 | 208 | #NAME?
209 | 3.4833 | 0 | 0.00065649 | 5.5636e-12 | 0 | 0 | 0 | 0 | 5.5636e-12 | 9.2727e-14 | 0.00018542 | 0.00018541 | 0.00018541 | #NAME? | 209 | 0 | 0.00013142 | 0.00013141 | 0.00013141 | 209 | #NAME?
210 | 3.5 | 0 | 0.00065649 | 5.0149e-12 | 0 | 0 | 0 | 0 | 5.0149e-12 | 8.3582e-14 | 0.00018542 | 0.00018541 | 0.00018541 | #NAME? | 210 | 0 | 0.00013142 | 0.00013141 | 0.00013141 | 210 | #NAME?
211 | 3.5167 | 0 | 0.00065649 | 4.5203e-12 | 0 | 0 | 0 | 0 | 4.5203e-12 | 7.5339e-14 | 0.00018542 | 0.00018541 | 0.00018541 | #NAME? | 211 | 0 | 0.00013142 | 0.00013141 | 0.00013141 | 211 | #NAME?
212 | 3.5333 | 0 | 0.00065649 | 4.0745e-12 | 0 | 0 | 0 | 0 | 4.0745e-12 | 6.7909e-14 | 0.00018542 | 0.00018541 | 0.00018541 | #NAME? | 212 | 0 | 0.00013142 | 0.00013141 | 0.00013141 | 212 | #NAME?
213 | 3.55 | 0 | 0.00065649 | 3.6727e-12 | 0 | 0 | 0 | 0 | 3.6727e-12 | 6.1211e-14 | 0.00018542 | 0.00018541 | 0.00018541 | #NAME? | 213 | 0 | 0.00013142 | 0.00013141 | 0.00013141 | 213 | #NAME?
214 | 3.5667 | 0 | 0.00065649 | 3.3105e-12 | 0 | 0 | 0 | 0 | 3.3105e-12 | 5.5174e-14 | 0.00018542 | 0.00018541 | 0.00018541 | #NAME? | 214 | 0 | 0.00013142 | 0.00013141 | 0.00013141 | 214 | #NAME?
215 | 3.5833 | 0 | 0.00065649 | 2.984e-12 | 0 | 0 | 0 | 0 | 2.984e-12 | 4.9733e-14 | 0.00018542 | 0.00018541 | 0.00018541 | #NAME? | 215 | 0 | 0.00013142 | 0.00013141 | 0.00013141 | 215 | #NAME?
216 | 3.6 | 0 | 0.00065649 | 2.6897e-12 | 0 | 0 | 0 | 0 | 2.6897e-12 | 4.4828e-14 | 0.00018542 | 0.00018541 | 0.00018541 | #NAME? | 216 | 0 | 0.00013142 | 0.00013141 | 0.00013141 | 216 | #NAME?
217 | 3.6167 | 0 | 0.00065649 | 2.4244e-12 | 0 | 0 | 0 | 0 | 2.4244e-12 | 4.0407e-14 | 0.00018542 | 0.00018541 | 0.00018541 | #NAME? | 217 | 0 | 0.00013142 | 0.00013141 | 0.00013141 | 217 | #NAME?
218 | 3.6333 | 0 | 0.00065649 | 2.1853e-12 | 0 | 0 | 0 | 0 | 2.1853e-12 | 3.6422e-14 | 0.00018542 | 0.00018541 | 0.00018541 | #NAME? | 218 | 0 | 0.00013142 | 0.00013141 | 0.00013141 | 218 | #NAME?
219 | 3.65 | 0 | 0.00065649 | 1.9698e-12 | 0 | 0 | 0 | 0 | 1.9698e-12 | 3.283e-14 | 0.00018542 | 0.00018541 | 0.00018541 | #NAME? | 219 | 0 | 0.00013142 | 0.00013141 | 0.00013141 | 219 | #NAME?
220 | 3.6667 | 0 | 0.00065649 | 1.7755e-12 | 0 | 0 | 0 | 0 | 1.7755e-12 | 2.9592e-14 | 0.00018542 | 0.00018541 | 0.00018541 | #NAME? | 220 | 0 | 0.00013142 | 0.00013141 | 0.00013141 | 220 | #NAME?
221 | 3.6833 | 0 | 0.00065649 | 1.6004e-12 | 0 | 0 | 0 | 0 | 1.6004e-12 | 2.6673e-14 | 0.00018542 | 0.00018541 | 0.00018541 | #NAME? | 221 | 0 | 0.00013142 | 0.00013141 | 0.00013141 | 221 | #NAME?
222 | 3.7 | 0 | 0.00065649 | 1.4426e-12 | 0 | 0 | 0 | 0 | 1.4426e-12 | 2.4043e-14 | 0.00018542 | 0.00018541 | 0.00018541 | #NAME? | 222 | 0 | 0.00013142 | 0.00013141 | 0.00013141 | 222 | #NAME?
223 | 3.7167 | 0 | 0.00065649 | 1.3003e-12 | 0 | 0 | 0 | 0 | 1.3003e-12 | 2.1671e-14 | 0.00018542 | 0.00018541 | 0.00018541 | #NAME? | 223 | 0 | 0.00013142 | 0.00013141 | 0.00013141 | 223 | #NAME?
224 | 3.7333 | 0 | 0.00065649 | 1.172e-12 | 0 | 0 | 0 | 0 | 1.172e-12 | 1.9534e-14 | 0.00018542 | 0.00018541 | 0.00018541 | #NAME? | 224 | 0 | 0.00013142 | 0.00013141 | 0.00013141 | 224 | #NAME?
225 | 3.75 | 0 | 0.00065649 | 1.0565e-12 | 0 | 0 | 0 | 0 | 1.0565e-12 | 1.7608e-14 | 0.00018542 | 0.00018541 | 0.00018541 | #NAME? | 225 | 0 | 0.00013142 | 0.00013141 | 0.00013141 | 225 | #NAME?
226 | 3.7667 | 0 | 0.00065649 | 9.5226e-13 | 0 | 0 | 0 | 0 | 9.5226e-13 | 1.5871e-14 | 0.00018542 | 0.00018541 | 0.00018541 | #NAME? | 226 | 0 | 0.00013142 | 0.00013141 | 0.00013141 | 226 | #NAME?
227 | 3.7833 | 0 | 0.00065649 | 8.5835e-13 | 0 | 0 | 0 | 0 | 8.5835e-13 | 1.4306e-14 | 0.00018542 | 0.00018541 | 0.00018541 | #NAME? | 227 | 0 | 0.00013142 | 0.00013141 | 0.00013141 | 227 | #NAME?
228 | 3.8 | 0 | 0.00065649 | 7.7369e-13 | 0 | 0 | 0 | 0 | 7.7369e-13 | 1.2895e-14 | 0.00018542 | 0.00018541 | 0.00018541 | #NAME? | 228 | 0 | 0.00013142 | 0.00013141 | 0.00013141 | 228 | #NAME?
229 | 3.8167 | 0 | 0.00065649 | 6.9739e-13 | 0 | 0 | 0 | 0 | 6.9739e-13 | 1.1623e-14 | 0.00018542 | 0.00018541 | 0.00018541 | #NAME? | 229 | 0 | 0.00013142 | 0.00013141 | 0.00013141 | 229 | #NAME?
230 | 3.8333 | 0 | 0.00065649 | 6.2861e-13 | 0 | 0 | 0 | 0 | 6.2861e-13 | 1.0477e-14 | 0.00018542 | 0.00018541 | 0.00018541 | #NAME? | 230 | 0 | 0.00013142 | 0.00013141 | 0.00013141 | 230 | #NAME?
231 | 3.85 | 0 | 0.00065649 | 5.6661e-13 | 0 | 0 | 0 | 0 | 5.6661e-13 | 9.4435e-15 | 0.00018542 | 0.00018541 | 0.00018541 | #NAME? | 231 | 0 | 0.00013142 | 0.00013141 | 0.00013141 | 231 | #NAME?
232 | 3.8667 | 0 | 0.00065649 | 5.1073e-13 | 0 | 0 | 0 | 0 | 5.1073e-13 | 8.5122e-15 | 0.00018542 | 0.00018541 | 0.00018541 | #NAME? | 232 | 0 | 0.00013142 | 0.00013141 | 0.00013141 | 232 | #NAME?
233 | 3.8833 | 0 | 0.00065649 | 4.6036e-13 | 0 | 0 | 0 | 0 | 4.6036e-13 | 7.6727e-15 | 0.00018542 | 0.00018541 | 0.00018541 | #NAME? | 233 | 0 | 0.00013142 | 0.00013141 | 0.00013141 | 233 | #NAME?
234 | 3.9 | 0 | 0.00065649 | 4.1496e-13 | 0 | 0 | 0 | 0 | 4.1496e-13 | 6.9159e-15 | 0.00018542 | 0.00018541 | 0.00018541 | #NAME? | 234 | 0 | 0.00013142 | 0.00013141 | 0.00013141 | 234 | #NAME?
235 | 3.9167 | 0 | 0.00065649 | 3.7403e-13 | 0 | 0 | 0 | 0 | 3.7403e-13 | 6.2339e-15 | 0.00018542 | 0.00018541 | 0.00018541 | #NAME? | 235 | 0 | 0.00013142 | 0.00013141 | 0.00013141 | 235 | #NAME?
236 | 3.9333 | 0 | 0.00065649 | 3.3714e-13 | 0 | 0 | 0 | 0 | 3.3714e-13 | 5.6191e-15 | 0.00018542 | 0.00018541 | 0.00018541 | #NAME? | 236 | 0 | 0.00013142 | 0.00013141 | 0.00013141 | 236 | #NAME?
237 | 3.95 | 0 | 0.00065649 | 3.0389e-13 | 0 | 0 | 0 | 0 | 3.0389e-13 | 5.0649e-15 | 0.00018542 | 0.00018541 | 0.00018541 | #NAME? | 237 | 0 | 0.00013142 | 0.00013141 | 0.00013141 | 237 | #NAME?
238 | 3.9667 | 0 | 0.00065649 | 2.7392e-13 | 0 | 0 | 0 | 0 | 2.7392e-13 | 4.5654e-15 | 0.00018542 | 0.00018541 | 0.00018541 | #NAME? | 238 | 0 | 0.00013142 | 0.00013141 | 0.00013141 | 238 | #NAME?
239 | 3.9833 | 0 | 0.00065649 | 2.4691e-13 | 0 | 0 | 0 | 0 | 2.4691e-13 | 4.1151e-15 | 0.00018542 | 0.00018541 | 0.00018541 | #NAME? | 239 | 0 | 0.00013142 | 0.00013141 | 0.00013141 | 239 | #NAME?
240 | 4 | 0 | 0.00065649 | 2.2255e-13 | 3.6293 | 0 | 0 | 0 | 2.2255e-13 | 3.7092e-15 | 0.00018542 | 0.00018541 | 0.00018541 | #NAME? | 240 | 0 | 0.00013142 | 0.00013141 | 0.00013141 | 240 | #NAME?
241 | 4.0167 | 0 | 0.00065649 | 2.0061e-13 | 3.6293 | 6.7753e-05 | 6.7753e-05 | 0 | 6.7753e-05 | 1.1292e-06 | 0.00018603 | 0.00018602 | 0.00018602 | #NAME? | 241 | 0 | 0.00013142 | 0.00013141 | 0.00013141 | 241 | #NAME?
242 | 4.0333 | 0 | 0.00065649 | 1.8082e-13 | 3.6293 | 0.00012882 | 0.00012882 | 0 | 0.00012882 | 2.1471e-06 | 0.00018719 | 0.00018717 | 0.00018717 | #NAME? | 242 | 0 | 0.00013142 | 0.00013141 | 0.00013141 | 242 | #NAME?
243 | 4.05 | 0 | 0.00065649 | 1.6299e-13 | 3.6293 | 0.00018387 | 0.00018387 | 0 | 0.00018387 | 3.0645e-06 | 0.00018885 | 0.00018883 | 0.00018883 | #NAME? | 243 | 0 | 0.00013142 | 0.00013141 | 0.00013141 | 243 | #NAME?
244 | 4.0667 | 0 | 0.00065649 | 1.4691e-13 | 3.6293 | 0.00023349 | 0.00023349 | 0 | 0.00023349 | 3.8915e-06 | 0.00019095 | 0.00019093 | 0.00019093 | #NAME? | 244 | 0 | 0.00013142 | 0.00013141 | 0.00013141 | 244 | #NAME?
245 | 4.0833 | 0 | 0.00065649 | 1.3242e-13 | 3.6293 | 0.00027821 | 0.00027821 | 0 | 0.00027821 | 4.6369e-06 | 0.00019345 | 0.00019343 | 0.00019343 | #NAME? | 245 | 0 | 0.00013142 | 0.00013141 | 0.00013141 | 245 | #NAME?
246 | 4.1 | 0 | 0.00065649 | 1.1936e-13 | 3.6293 | 0.00031853 | 0.00031853 | 0 | 0.00031853 | 5.3088e-06 | 0.00019632 | 0.0001963 | 0.0001963 | #NAME? | 246 | 0 | 0.00013142 | 0.00013141 | 0.00013141 | 246 | #NAME?
247 | 4.1167 | 0 | 0.00065649 | 1.0759e-13 | 3.6293 | 0.00035487 | 0.00035487 | 0 | 0.00035487 | 5.9144e-06 | 0.00019951 | 0.00019949 | 0.00019949 | #NAME? | 247 | 0 | 0.00013142 | 0.00013141 | 0.00013141 | 247 | #NAME?
248 | 4.1333 | 0 | 0.00065649 | 9.698e-14 | 3.6293 | 0.00038762 | 0.00038762 | 0 | 0.00038762 | 6.4604e-06 | 0.000203 | 0.00020298 | 0.00020298 | #NAME? | 248 | 0 | 0.00013142 | 0.00013141 | 0.00013141 | 248 | #NAME?
249 | 4.15 | 0 | 0.00065649 | 8.7416e-14 | 3.6293 | 0.00041715 | 0.00041715 | 0 | 0.00041715 | 6.9524e-06 | 0.00020676 | 0.00020673 | 0.00020673 | #NAME? | 249 | 0 | 0.00013142 | 0.00013141 | 0.00013141 | 249 | #NAME?
250 | 4.1667 | 0 | 0.00065649 | 7.8794e-14 | 3.6293 | 0.00044376 | 0.00044376 | 0 | 0.00044376 | 7.396e-06 | 0.00021075 | 0.00021073 | 0.00021073 | #NAME? | 250 | 0 | 0.00013142 | 0.00013141 | 0.00013141 | 250 | #NAME?
251 | 4.1833 | 0 | 0.00065649 | 7.1023e-14 | 3.6293 | 0.00046774 | 0.00046774 | 0 | 0.00046774 | 7.7957e-06 | 0.00021496 | 0.00021494 | 0.00021494 | #NAME? | 251 | 0 | 0.00013142 | 0.00013141 | 0.00013141 | 251 | #NAME?
252 | 4.2 | 0 | 0.00065649 | 6.4019e-14 | 3.6293 | 0.00048937 | 0.00048937 | 0 | 0.00048937 | 8.1561e-06 | 0.00021936 | 0.00021934 | 0.00021934 | #NAME? | 252 | 0 | 0.00013142 | 0.00013141 | 0.00013141 | 252 | #NAME?
253 | 4.2167 | 0 | 0.00065649 | 5.7705e-14 | 3.6293 | 0.00050886 | 0.00050886 | 0 | 0.00050886 | 8.4809e-06 | 0.00022394 | 0.00022392 | 0.00022392 | #NAME? | 253 | 0 | 0.00013142 | 0.00013141 | 0.00013141 | 253 | #NAME?
254 | 4.2333 | 0 | 0.00065649 | 5.2014e-14 | 3.6293 | 0.00052642 | 0.00052642 | 0 | 0.00052642 | 8.7737e-06 | 0.00022868 | 0.00022865 | 0.00022865 | #NAME? | 254 | 0 | 0.00013142 | 0.00013141 | 0.00013141 | 254 | #NAME?
255 | 4.25 | 0 | 0.00065649 | 4.6884e-14 | 3.6293 | 0.00054226 | 0.00054226 | 0 | 0.00054226 | 9.0376e-06 | 0.00023356 | 0.00023353 | 0.00023353 | #NAME? | 255 | 0 | 0.00013142 | 0.00013141 | 0.00013141 | 255 | #NAME?
256 | 4.2667 | 0 | 0.00065649 | 4.226e-14 | 3.6293 | 0.00055653 | 0.00055653 | 0 | 0.00055653 | 9.2755e-06 | 0.00023857 | 0.00023854 | 0.00023854 | #NAME? | 256 | 0 | 0.00013142 | 0.00013141 | 0.00013141 | 256 | #NAME?
257 | 4.2833 | 0 | 0.00065649 | 3.8092e-14 | 3.6293 | 0.0005694 | 0.0005694 | 0 | 0.0005694 | 9.4899e-06 | 0.00024369 | 0.00024367 | 0.00024367 | #NAME? | 257 | 0 | 0.00013142 | 0.00013141 | 0.00013141 | 257 | #NAME?
258 | 4.3 | 0 | 0.00065649 | 3.4335e-14 | 3.6293 | 0.00058099 | 0.00058099 | 0 | 0.00058099 | 9.6832e-06 | 0.00024892 | 0.00024889 | 0.00024889 | #NAME? | 258 | 0 | 0.00013142 | 0.00013141 | 0.00013141 | 258 | #NAME?
259 | 4.3167 | 0 | 0.00065649 | 3.0949e-14 | 3.6293 | 0.00059144 | 0.00059144 | 0 | 0.00059144 | 9.8574e-06 | 0.00025425 | 0.00025421 | 0.00025421 | #NAME? | 259 | 0 | 0.00013142 | 0.00013141 | 0.00013141 | 259 | #NAME?
260 | 4.3333 | 0 | 0.00065649 | 2.7897e-14 | 3.6293 | 0.00060087 | 0.00060087 | 0 | 0.00060087 | 1.0014e-05 | 0.00025965 | 0.00025962 | 0.00025962 | #NAME? | 260 | 0 | 0.00013142 | 0.00013141 | 0.00013141 | 260 | #NAME?
261 | 4.35 | 0 | 0.00065649 | 2.5145e-14 | 3.6293 | 0.00060936 | 0.00060936 | 0 | 0.00060936 | 1.0156e-05 | 0.00026514 | 0.0002651 | 0.0002651 | #NAME? | 261 | 0 | 0.00013142 | 0.00013141 | 0.00013141 | 261 | #NAME?
262 | 4.3667 | 0 | 0.00065649 | 2.2665e-14 | 3.6293 | 0.00061701 | 0.00061701 | 0 | 0.00061701 | 1.0284e-05 | 0.00027069 | 0.00027066 | 0.00027066 | #NAME? | 262 | 0 | 0.00013142 | 0.00013141 | 0.00013141 | 262 | #NAME?
263 | 4.3833 | 0 | 0.00065649 | 2.043e-14 | 3.6293 | 0.00062391 | 0.00062391 | 0 | 0.00062391 | 1.0399e-05 | 0.00027631 | 0.00027627 | 0.00027627 | #NAME? | 263 | 0 | 0.00013142 | 0.00013141 | 0.00013141 | 263 | #NAME?
264 | 4.4 | 0 | 0.00065649 | 1.8415e-14 | 3.6293 | 0.00063013 | 0.00063013 | 0 | 0.00063013 | 1.0502e-05 | 0.00028198 | 0.00028194 | 0.00028194 | #NAME? | 264 | 0 | 0.00013142 | 0.00013141 | 0.00013141 | 264 | #NAME?
265 | 4.4167 | 0 | 0.00065649 | 1.6599e-14 | 3.6293 | 0.00063574 | 0.00063574 | 0 | 0.00063574 | 1.0596e-05 | 0.0002877 | 0.00028766 | 0.00028766 | #NAME? | 265 | 0 | 0.00013142 | 0.00013141 | 0.00013141 | 265 | #NAME?
266 | 4.4333 | 0 | 0.00065649 | 1.4962e-14 | 3.6293 | 0.00064079 | 0.00064079 | 0 | 0.00064079 | 1.068e-05 | 0.00029347 | 0.00029342 | 0.00029342 | #NAME? | 266 | 0 | 0.00013142 | 0.00013141 | 0.00013141 | 266 | #NAME?
267 | 4.45 | 0 | 0.00065649 | 1.3486e-14 | 3.6293 | 0.00064535 | 0.00064535 | 0 | 0.00064535 | 1.0756e-05 | 0.00029928 | 0.00029923 | 0.00029923 | #NAME? | 267 | 0 | 0.00013142 | 0.00013141 | 0.00013141 | 267 | #NAME?
268 | 4.4667 | 0 | 0.00065649 | 1.2156e-14 | 3.6293 | 0.00064945 | 0.00064945 | 0 | 0.00064945 | 1.0824e-05 | 0.00030512 | 0.00030507 | 0.00030507 | #NAME? | 268 | 0 | 0.00013142 | 0.00013141 | 0.00013141 | 268 | #NAME?
269 | 4.4833 | 0 | 0.00065649 | 1.0957e-14 | 3.6293 | 0.00065315 | 0.00065315 | 0 | 0.00065315 | 1.0886e-05 | 0.000311 | 0.00031095 | 0.00031095 | #NAME? | 269 | 0 | 0.00013142 | 0.00013141 | 0.00013141 | 269 | #NAME?
270 | 4.5 | 0 | 0.00065649 | 9.8767e-15 | 3.6293 | 0.00065649 | 0.00065649 | 0 | 0.00065649 | 1.0942e-05 | 0.00031691 | 0.00031686 | 0.00031686 | #NAME? | 270 | 0 | 0.00013142 | 0.00013141 | 0.00013141 | 270 | #NAME?
271 | 4.5167 | 0 | 0.00065649 | 8.9026e-15 | 0 | 0.00065649 | 0.00059174 | 0 | 0.00059174 | 9.8624e-06 | 0.00032223 | 0.00032218 | 0.00032218 | #NAME? | 271 | 0 | 0.00013142 | 0.00013141 | 0.00013141 | 271 | #NAME?
272 | 4.5333 | 0 | 0.00065649 | 8.0246e-15 | 0 | 0.00065649 | 0.00053338 | 0 | 0.00053338 | 8.8897e-06 | 0.00032703 | 0.00032698 | 0.00032698 | #NAME? | 272 | 0 | 0.00013142 | 0.00013141 | 0.00013141 | 272 | #NAME?
273 | 4.55 | 0 | 0.00065649 | 7.2331e-15 | 0 | 0.00065649 | 0.00048078 | 0 | 0.00048078 | 8.013e-06 | 0.00033136 | 0.00033131 | 0.00033131 | #NAME? | 273 | 0 | 0.00013142 | 0.00013141 | 0.00013141 | 273 | #NAME?
274 | 4.5667 | 0 | 0.00065649 | 6.5198e-15 | 0 | 0.00065649 | 0.00043336 | 0 | 0.00043336 | 7.2227e-06 | 0.00033526 | 0.0003352 | 0.0003352 | #NAME? | 274 | 0 | 0.00013142 | 0.00013141 | 0.00013141 | 274 | #NAME?
275 | 4.5833 | 0 | 0.00065649 | 5.8768e-15 | 0 | 0.00065649 | 0.00039062 | 0 | 0.00039062 | 6.5104e-06 | 0.00033878 | 0.00033872 | 0.00033872 | #NAME? | 275 | 0 | 0.00013142 | 0.00013141 | 0.00013141 | 275 | #NAME?
276 | 4.6 | 0 | 0.00065649 | 5.2972e-15 | 0 | 0.00065649 | 0.0003521 | 0 | 0.0003521 | 5.8683e-06 | 0.00034195 | 0.00034189 | 0.00034189 | #NAME? | 276 | 0 | 0.00013142 | 0.00013141 | 0.00013141 | 276 | #NAME?
277 | 4.6167 | 0 | 0.00065649 | 4.7747e-15 | 0 | 0.00065649 | 0.00031737 | 0 | 0.00031737 | 5.2895e-06 | 0.0003448 | 0.00034474 | 0.00034474 | #NAME? | 277 | 0 | 0.00013142 | 0.00013141 | 0.00013141 | 277 | #NAME?
278 | 4.6333 | 0 | 0.00065649 | 4.3038e-15 | 0 | 0.00065649 | 0.00028607 | 0 | 0.00028607 | 4.7679e-06 | 0.00034738 | 0.00034732 | 0.00034732 | #NAME? | 278 | 0 | 0.00013142 | 0.00013141 | 0.00013141 | 278 | #NAME?
279 | 4.65 | 0 | 0.00065649 | 3.8794e-15 | 0 | 0.00065649 | 0.00025786 | 0 | 0.00025786 | 4.2976e-06 | 0.0003497 | 0.00034964 | 0.00034964 | #NAME? | 279 | 0 | 0.00013142 | 0.00013141 | 0.00013141 | 279 | #NAME?
280 | 4.6667 | 0 | 0.00065649 | 3.4968e-15 | 0 | 0.00065649 | 0.00023243 | 0 | 0.00023243 | 3.8738e-06 | 0.00035179 | 0.00035173 | 0.00035173 | #NAME? | 280 | 0 | 0.00013142 | 0.00013141 | 0.00013141 | 280 | #NAME?
281 | 4.6833 | 0 | 0.00065649 | 3.1519e-15 | 0 | 0.00065649 | 0.0002095 | 0 | 0.0002095 | 3.4917e-06 | 0.00035367 | 0.00035361 | 0.00035361 | #NAME? | 281 | 0 | 0.00013142 | 0.00013141 | 0.00013141 | 281 | #NAME?
282 | 4.7 | 0 | 0.00065649 | 2.8411e-15 | 0 | 0.00065649 | 0.00018884 | 0 | 0.00018884 | 3.1474e-06 | 0.00035537 | 0.00035531 | 0.00035531 | #NAME? | 282 | 0 | 0.00013142 | 0.00013141 | 0.00013141 | 282 | #NAME?
283 | 4.7167 | 0 | 0.00065649 | 2.5609e-15 | 0 | 0.00065649 | 0.00017022 | 0 | 0.00017022 | 2.837e-06 | 0.00035691 | 0.00035684 | 0.00035684 | #NAME? | 283 | 0 | 0.00013142 | 0.00013141 | 0.00013141 | 283 | #NAME?
284 | 4.7333 | 0 | 0.00065649 | 2.3083e-15 | 0 | 0.00065649 | 0.00015343 | 0 | 0.00015343 | 2.5572e-06 | 0.00035829 | 0.00035822 | 0.00035822 | #NAME? | 284 | 0 | 0.00013142 | 0.00013141 | 0.00013141 | 284 | #NAME?
285 | 4.75 | 0 | 0.00065649 | 2.0806e-15 | 0 | 0.00065649 | 0.0001383 | 0 | 0.0001383 | 2.305e-06 | 0.00035953 | 0.00035947 | 0.00035947 | #NAME? | 285 | 0 | 0.00013142 | 0.00013141 | 0.00013141 | 285 | #NAME?
286 | 4.7667 | 0 | 0.00065649 | 1.8754e-15 | 0 | 0.00065649 | 0.00012466 | 0 | 0.00012466 | 2.0776e-06 | 0.00036065 | 0.00036059 | 0.00036059 | #NAME? | 286 | 0 | 0.00013142 | 0.00013141 | 0.00013141 | 286 | #NAME?
287 | 4.7833 | 0 | 0.00065649 | 1.6905e-15 | 0 | 0.00065649 | 0.00011236 | 0 | 0.00011236 | 1.8727e-06 | 0.00036166 | 0.0003616 | 0.0003616 | #NAME? | 287 | 0 | 0.00013142 | 0.00013141 | 0.00013141 | 287 | #NAME?
288 | 4.8 | 0 | 0.00065649 | 1.5237e-15 | 0 | 0.00065649 | 0.00010128 | 0 | 0.00010128 | 1.688e-06 | 0.00036258 | 0.00036251 | 0.00036251 | #NAME? | 288 | 0 | 0.00013142 | 0.00013141 | 0.00013141 | 288 | #NAME?
289 | 4.8167 | 0 | 0.00065649 | 1.3735e-15 | 0 | 0.00065649 | 9.1293e-05 | 0 | 9.1293e-05 | 1.5216e-06 | 0.0003634 | 0.00036333 | 0.00036333 | #NAME? | 289 | 0 | 0.00013142 | 0.00013141 | 0.00013141 | 289 | #NAME?
290 | 4.8333 | 0 | 0.00065649 | 1.238e-15 | 0 | 0.00065649 | 8.2289e-05 | 0 | 8.2289e-05 | 1.3715e-06 | 0.00036414 | 0.00036407 | 0.00036407 | #NAME? | 290 | 0 | 0.00013142 | 0.00013141 | 0.00013141 | 290 | #NAME?
291 | 4.85 | 0 | 0.00065649 | 1.1159e-15 | 0 | 0.00065649 | 7.4174e-05 | 0 | 7.4174e-05 | 1.2362e-06 | 0.00036481 | 0.00036474 | 0.00036474 | #NAME? | 291 | 0 | 0.00013142 | 0.00013141 | 0.00013141 | 291 | #NAME?
292 | 4.8667 | 0 | 0.00065649 | 1.0059e-15 | 0 | 0.00065649 | 6.6858e-05 | 0 | 6.6858e-05 | 1.1143e-06 | 0.00036541 | 0.00036534 | 0.00036534 | #NAME? | 292 | 0 | 0.00013142 | 0.00013141 | 0.00013141 | 292 | #NAME?
293 | 4.8833 | 0 | 0.00065649 | 9.0666e-16 | 0 | 0.00065649 | 6.0264e-05 | 0 | 6.0264e-05 | 1.0044e-06 | 0.00036595 | 0.00036588 | 0.00036588 | #NAME? | 293 | 0 | 0.00013142 | 0.00013141 | 0.00013141 | 293 | #NAME?
294 | 4.9 | 0 | 0.00065649 | 8.1724e-16 | 0 | 0.00065649 | 5.4321e-05 | 0 | 5.4321e-05 | 9.0535e-07 | 0.00036644 | 0.00036637 | 0.00036637 | #NAME? | 294 | 0 | 0.00013142 | 0.00013141 | 0.00013141 | 294 | #NAME?
295 | 4.9167 | 0 | 0.00065649 | 7.3664e-16 | 0 | 0.00065649 | 4.8963e-05 | 0 | 4.8963e-05 | 8.1606e-07 | 0.00036688 | 0.00036681 | 0.00036681 | #NAME? | 295 | 0 | 0.00013142 | 0.00013141 | 0.00013141 | 295 | #NAME?
296 | 4.9333 | 0 | 0.00065649 | 6.6399e-16 | 0 | 0.00065649 | 4.4134e-05 | 0 | 4.4134e-05 | 7.3557e-07 | 0.00036728 | 0.00036721 | 0.00036721 | #NAME? | 296 | 0 | 0.00013142 | 0.00013141 | 0.00013141 | 296 | #NAME?
297 | 4.95 | 0 | 0.00065649 | 5.985e-16 | 0 | 0.00065649 | 3.9782e-05 | 0 | 3.9782e-05 | 6.6303e-07 | 0.00036763 | 0.00036757 | 0.00036757 | #NAME? | 297 | 0 | 0.00013142 | 0.00013141 | 0.00013141 | 297 | #NAME?
298 | 4.9667 | 0 | 0.00065649 | 5.3947e-16 | 0 | 0.00065649 | 3.5858e-05 | 0 | 3.5858e-05 | 5.9764e-07 | 0.00036796 | 0.00036789 | 0.00036789 | #NAME? | 298 | 0 | 0.00013142 | 0.00013141 | 0.00013141 | 298 | #NAME?
299 | 4.9833 | 0 | 0.00065649 | 4.8627e-16 | 0 | 0.00065649 | 3.2322e-05 | 0 | 3.2322e-05 | 5.387e-07 | 0.00036825 | 0.00036818 | 0.00036818 | #NAME? | 299 | 0 | 0.00013142 | 0.00013141 | 0.00013141 | 299 | #NAME?
300 | 5 | 0 | 0.00065649 | 4.3831e-16 | 0 | 0.00065649 | 2.9134e-05 | 0 | 2.9134e-05 | 4.8557e-07 | 0.00036851 | 0.00036844 | 0.00036844 | #NAME? | 300 | 0 | 0.00013142 | 0.00013141 | 0.00013141 | 300 | #NAME?
301 | 5.0167 | 0 | 0.00065649 | 3.9508e-16 | 0 | 0.00065649 | 2.6261e-05 | 0 | 2.6261e-05 | 4.3768e-07 | 0.00036875 | 0.00036868 | 0.00036868 | #NAME? | 301 | 0 | 0.00013142 | 0.00013141 | 0.00013141 | 301 | #NAME?
302 | 5.0333 | 0 | 0.00065649 | 3.5612e-16 | 0 | 0.00065649 | 2.3671e-05 | 0 | 2.3671e-05 | 3.9451e-07 | 0.00036896 | 0.00036889 | 0.00036889 | #NAME? | 302 | 0 | 0.00013142 | 0.00013141 | 0.00013141 | 302 | #NAME?
303 | 5.05 | 0 | 0.00065649 | 3.21e-16 | 0 | 0.00065649 | 2.1336e-05 | 0 | 2.1336e-05 | 3.556e-07 | 0.00036915 | 0.00036908 | 0.00036908 | #NAME? | 303 | 0 | 0.00013142 | 0.00013141 | 0.00013141 | 303 | #NAME?
304 | 5.0667 | 0 | 0.00065649 | 2.8934e-16 | 0 | 0.00065649 | 1.9232e-05 | 0 | 1.9232e-05 | 3.2053e-07 | 0.00036933 | 0.00036926 | 0.00036926 | #NAME? | 304 | 0 | 0.00013142 | 0.00013141 | 0.00013141 | 304 | #NAME?
305 | 5.0833 | 0 | 0.00065649 | 2.608e-16 | 0 | 0.00065649 | 1.7335e-05 | 0 | 1.7335e-05 | 2.8892e-07 | 0.00036948 | 0.00036941 | 0.00036941 | #NAME? | 305 | 0 | 0.00013142 | 0.00013141 | 0.00013141 | 305 | #NAME?
306 | 5.1 | 0 | 0.00065649 | 2.3508e-16 | 0 | 0.00065649 | 1.5626e-05 | 0 | 1.5626e-05 | 2.6043e-07 | 0.00036962 | 0.00036955 | 0.00036955 | #NAME? | 306 | 0 | 0.00013142 | 0.00013141 | 0.00013141 | 306 | #NAME?
307 | 5.1167 | 0 | 0.00065649 | 2.119e-16 | 0 | 0.00065649 | 1.4085e-05 | 0 | 1.4085e-05 | 2.3474e-07 | 0.00036975 | 0.00036968 | 0.00036968 | #NAME? | 307 | 0 | 0.00013142 | 0.00013141 | 0.00013141 | 307 | #NAME?
308 | 5.1333 | 0 | 0.00065649 | 1.91e-16 | 0 | 0.00065649 | 1.2695e-05 | 0 | 1.2695e-05 | 2.1159e-07 | 0.00036986 | 0.00036979 | 0.00036979 | #NAME? | 308 | 0 | 0.00013142 | 0.00013141 | 0.00013141 | 308 | #NAME?
309 | 5.15 | 0 | 0.00065649 | 1.7216e-16 | 0 | 0.00065649 | 1.1443e-05 | 0 | 1.1443e-05 | 1.9072e-07 | 0.00036997 | 0.0003699 | 0.0003699 | #NAME? | 309 | 0 | 0.00013142 | 0.00013141 | 0.00013141 | 309 | #NAME?
310 | 5.1667 | 0 | 0.00065649 | 1.5518e-16 | 0 | 0.00065649 | 1.0315e-05 | 0 | 1.0315e-05 | 1.7191e-07 | 0.00037006 | 0.00036999 | 0.00036999 | #NAME? | 310 | 0 | 0.00013142 | 0.00013141 | 0.00013141 | 310 | #NAME?
311 | 5.1833 | 0 | 0.00065649 | 1.3988e-16 | 0 | 0.00065649 | 9.2975e-06 | 0 | 9.2975e-06 | 1.5496e-07 | 0.00037014 | 0.00037007 | 0.00037007 | #NAME? | 311 | 0 | 0.00013142 | 0.00013141 | 0.00013141 | 311 | #NAME?
312 | 5.2 | 0 | 0.00065649 | 1.2608e-16 | 0 | 0.00065649 | 8.3805e-06 | 0 | 8.3805e-06 | 1.3968e-07 | 0.00037022 | 0.00037015 | 0.00037015 | #NAME? | 312 | 0 | 0.00013142 | 0.00013141 | 0.00013141 | 312 | #NAME?
313 | 5.2167 | 0 | 0.00065649 | 1.1365e-16 | 0 | 0.00065649 | 7.554e-06 | 0 | 7.554e-06 | 1.259e-07 | 0.00037029 | 0.00037022 | 0.00037022 | #NAME? | 313 | 0 | 0.00013142 | 0.00013141 | 0.00013141 | 313 | #NAME?
314 | 5.2333 | 0 | 0.00065649 | 1.0244e-16 | 0 | 0.00065649 | 6.809e-06 | 0 | 6.809e-06 | 1.1348e-07 | 0.00037035 | 0.00037028 | 0.00037028 | #NAME? | 314 | 0 | 0.00013142 | 0.00013141 | 0.00013141 | 314 | #NAME?
315 | 5.25 | 0 | 0.00065649 | 9.2336e-17 | 0 | 0.00065649 | 6.1374e-06 | 0 | 6.1374e-06 | 1.0229e-07 | 0.0003704 | 0.00037033 | 0.00037033 | #NAME? | 315 | 0 | 0.00013142 | 0.00013141 | 0.00013141 | 315 | #NAME?
316 | 5.2667 | 0 | 0.00065649 | 8.3229e-17 | 0 | 0.00065649 | 5.5321e-06 | 0 | 5.5321e-06 | 9.2202e-08 | 0.00037045 | 0.00037038 | 0.00037038 | #NAME? | 316 | 0 | 0.00013142 | 0.00013141 | 0.00013141 | 316 | #NAME?
317 | 5.2833 | 0 | 0.00065649 | 7.5021e-17 | 0 | 0.00065649 | 4.9865e-06 | 0 | 4.9865e-06 | 8.3109e-08 | 0.0003705 | 0.00037043 | 0.00037043 | #NAME? | 317 | 0 | 0.00013142 | 0.00013141 | 0.00013141 | 317 | #NAME?
318 | 5.3 | 0 | 0.00065649 | 6.7622e-17 | 0 | 0.00065649 | 4.4947e-06 | 0 | 4.4947e-06 | 7.4912e-08 | 0.00037054 | 0.00037047 | 0.00037047 | #NAME? | 318 | 0 | 0.00013142 | 0.00013141 | 0.00013141 | 318 | #NAME?
319 | 5.3167 | 0 | 0.00065649 | 6.0953e-17 | 0 | 0.00065649 | 4.0515e-06 | 0 | 4.0515e-06 | 6.7524e-08 | 0.00037057 | 0.00037051 | 0.00037051 | #NAME? | 319 | 0 | 0.00013142 | 0.00013141 | 0.00013141 | 319 | #NAME?
320 | 5.3333 | 0 | 0.00065649 | 5.4941e-17 | 0 | 0.00065649 | 3.6519e-06 | 0 | 3.6519e-06 | 6.0865e-08 | 0.00037061 | 0.00037054 | 0.00037054 | #NAME? | 320 | 0 | 0.00013142 | 0.00013141 | 0.00013141 | 320 | #NAME?
321 | 5.35 | 0 | 0.00065649 | 4.9523e-17 | 0 | 0.00065649 | 3.2917e-06 | 0 | 3.2917e-06 | 5.4862e-08 | 0.00037064 | 0.00037057 | 0.00037057 | #NAME? | 321 | 0 | 0.00013142 | 0.00013141 | 0.00013141 | 321 | #NAME?
322 | 5.3667 | 0 | 0.00065649 | 4.4638e-17 | 0 | 0.00065649 | 2.9671e-06 | 0 | 2.9671e-06 | 4.9451e-08 | 0.00037066 | 0.00037059 | 0.00037059 | #NAME? | 322 | 0 | 0.00013142 | 0.00013141 | 0.00013141 | 322 | #NAME?
323 | 5.3833 | 0 | 0.00065649 | 4.0236e-17 | 0 | 0.00065649 | 2.6744e-06 | 0 | 2.6744e-06 | 4.4574e-08 | 0.00037069 | 0.00037062 | 0.00037062 | #NAME? | 323 | 0 | 0.00013142 | 0.00013141 | 0.00013141 | 323 | #NAME?
324 | 5.4 | 0 | 0.00065649 | 3.6268e-17 | 0 | 0.00065649 | 2.4107e-06 | 0 | 2.4107e-06 | 4.0178e-08 | 0.00037071 | 0.00037064 | 0.00037064 | #NAME? | 324 | 0 | 0.00013142 | 0.00013141 | 0.00013141 | 324 | #NAME?
325 | 5.4167 | 0 | 0.00065649 | 3.2691e-17 | 0 | 0.00065649 | 2.1729e-06 | 0 | 2.1729e-06 | 3.6215e-08 | 0.00037073 | 0.00037066 | 0.00037066 | #NAME? | 325 | 0 | 0.00013142 | 0.00013141 | 0.00013141 | 325 | #NAME?
326 | 5.4333 | 0 | 0.00065649 | 2.9467e-17 | 0 | 0.00065649 | 1.9586e-06 | 0 | 1.9586e-06 | 3.2644e-08 | 0.00037075 | 0.00037068 | 0.00037068 | #NAME? | 326 | 0 | 0.00013142 | 0.00013141 | 0.00013141 | 326 | #NAME?
327 | 5.45 | 0 | 0.00065649 | 2.6561e-17 | 0 | 0.00065649 | 1.7655e-06 | 0 | 1.7655e-06 | 2.9424e-08 | 0.00037076 | 0.00037069 | 0.00037069 | #NAME? | 327 | 0 | 0.00013142 | 0.00013141 | 0.00013141 | 327 | #NAME?
328 | 5.4667 | 0 | 0.00065649 | 2.3941e-17 | 0 | 0.00065649 | 1.5913e-06 | 0 | 1.5913e-06 | 2.6522e-08 | 0.00037078 | 0.00037071 | 0.00037071 | #NAME? | 328 | 0 | 0.00013142 | 0.00013141 | 0.00013141 | 328 | #NAME?
329 | 5.4833 | 0 | 0.00065649 | 2.158e-17 | 0 | 0.00065649 | 1.4344e-06 | 0 | 1.4344e-06 | 2.3907e-08 | 0.00037079 | 0.00037072 | 0.00037072 | #NAME? | 329 | 0 | 0.00013142 | 0.00013141 | 0.00013141 | 329 | #NAME?
330 | 5.5 | 0 | 0.00065649 | 1.9452e-17 | 0 | 0.00065649 | 1.2929e-06 | 0 | 1.2929e-06 | 2.1549e-08 | 0.0003708 | 0.00037073 | 0.00037073 | #NAME? | 330 | 0 | 0.00013142 | 0.00013141 | 0.00013141 | 330 | #NAME?
331 | 5.5167 | 0 | 0.00065649 | 1.7533e-17 | 0 | 0.00065649 | 1.1654e-06 | 0 | 1.1654e-06 | 1.9424e-08 | 0.00037081 | 0.00037074 | 0.00037074 | #NAME? | 331 | 0 | 0.00013142 | 0.00013141 | 0.00013141 | 331 | #NAME?
332 | 5.5333 | 0 | 0.00065649 | 1.5804e-17 | 0 | 0.00065649 | 1.0505e-06 | 0 | 1.0505e-06 | 1.7508e-08 | 0.00037082 | 0.00037075 | 0.00037075 | #NAME? | 332 | 0 | 0.00013142 | 0.00013141 | 0.00013141 | 332 | #NAME?
333 | 5.55 | 0 | 0.00065649 | 1.4245e-17 | 0 | 0.00065649 | 9.4687e-07 | 0 | 9.4687e-07 | 1.5781e-08 | 0.00037083 | 0.00037076 | 0.00037076 | #NAME? | 333 | 0 | 0.00013142 | 0.00013141 | 0.00013141 | 333 | #NAME?
334 | 5.5667 | 0 | 0.00065649 | 1.284e-17 | 0 | 0.00065649 | 8.5349e-07 | 0 | 8.5349e-07 | 1.4225e-08 | 0.00037084 | 0.00037077 | 0.00037077 | #NAME? | 334 | 0 | 0.00013142 | 0.00013141 | 0.00013141 | 334 | #NAME?
335 | 5.5833 | 0 | 0.00065649 | 1.1574e-17 | 0 | 0.00065649 | 7.6931e-07 | 0 | 7.6931e-07 | 1.2822e-08 | 0.00037084 | 0.00037077 | 0.00037077 | #NAME? | 335 | 0 | 0.00013142 | 0.00013141 | 0.00013141 | 335 | #NAME?
336 | 5.6 | 0 | 0.00065649 | 1.0433e-17 | 0 | 0.00065649 | 6.9344e-07 | 0 | 6.9344e-07 | 1.1557e-08 | 0.00037085 | 0.00037078 | 0.00037078 | #NAME? | 336 | 0 | 0.00013142 | 0.00013141 | 0.00013141 | 336 | #NAME?
337 | 5.6167 | 0 | 0.00065649 | 9.4036e-18 | 0 | 0.00065649 | 6.2505e-07 | 0 | 6.2505e-07 | 1.0417e-08 | 0.00037086 | 0.00037079 | 0.00037079 | #NAME? | 337 | 0 | 0.00013142 | 0.00013141 | 0.00013141 | 337 | #NAME?
338 | 5.6333 | 0 | 0.00065649 | 8.4762e-18 | 0 | 0.00065649 | 5.634e-07 | 0 | 5.634e-07 | 9.3901e-09 | 0.00037086 | 0.00037079 | 0.00037079 | #NAME? | 338 | 0 | 0.00013142 | 0.00013141 | 0.00013141 | 338 | #NAME?
339 | 5.65 | 0 | 0.00065649 | 7.6402e-18 | 0 | 0.00065649 | 5.0784e-07 | 0 | 5.0784e-07 | 8.464e-09 | 0.00037087 | 0.0003708 | 0.0003708 | #NAME? | 339 | 0 | 0.00013142 | 0.00013141 | 0.00013141 | 339 | #NAME?
340 | 5.6667 | 0 | 0.00065649 | 6.8867e-18 | 0 | 0.00065649 | 4.5775e-07 | 0 | 4.5775e-07 | 7.6292e-09 | 0.00037087 | 0.0003708 | 0.0003708 | #NAME? | 340 | 0 | 0.00013142 | 0.00013141 | 0.00013141 | 340 | #NAME?
341 | 5.6833 | 0 | 0.00065649 | 6.2075e-18 | 0 | 0.00065649 | 4.1261e-07 | 0 | 4.1261e-07 | 6.8768e-09 | 0.00037087 | 0.0003708 | 0.0003708 | #NAME? | 341 | 0 | 0.00013142 | 0.00013141 | 0.00013141 | 341 | #NAME?
342 | 5.7 | 0 | 0.00065649 | 5.5953e-18 | 0 | 0.00065649 | 3.7191e-07 | 0 | 3.7191e-07 | 6.1986e-09 | 0.00037088 | 0.00037081 | 0.00037081 | #NAME? | 342 | 0 | 0.00013142 | 0.00013141 | 0.00013141 | 342 | #NAME?
343 | 5.7167 | 0 | 0.00065649 | 5.0435e-18 | 0 | 0.00065649 | 3.3523e-07 | 0 | 3.3523e-07 | 5.5872e-09 | 0.00037088 | 0.00037081 | 0.00037081 | #NAME? | 343 | 0 | 0.00013142 | 0.00013141 | 0.00013141 | 343 | #NAME?
344 | 5.7333 | 0 | 0.00065649 | 4.5461e-18 | 0 | 0.00065649 | 3.0217e-07 | 0 | 3.0217e-07 | 5.0362e-09 | 0.00037088 | 0.00037081 | 0.00037081 | #NAME? | 344 | 0 | 0.00013142 | 0.00013141 | 0.00013141 | 344 | #NAME?
345 | 5.75 | 0 | 0.00065649 | 4.0977e-18 | 0 | 0.00065649 | 2.7237e-07 | 0 | 2.7237e-07 | 4.5395e-09 | 0.00037088 | 0.00037082 | 0.00037082 | #NAME? | 345 | 0 | 0.00013142 | 0.00013141 | 0.00013141 | 345 | #NAME?
346 | 5.7667 | 0 | 0.00065649 | 3.6936e-18 | 0 | 0.00065649 | 2.4551e-07 | 0 | 2.4551e-07 | 4.0918e-09 | 0.00037089 | 0.00037082 | 0.00037082 | #NAME? | 346 | 0 | 0.00013142 | 0.00013141 | 0.00013141 | 346 | #NAME?
347 | 5.7833 | 0 | 0.00065649 | 3.3293e-18 | 0 | 0.00065649 | 2.213e-07 | 0 | 2.213e-07 | 3.6883e-09 | 0.00037089 | 0.00037082 | 0.00037082 | #NAME? | 347 | 0 | 0.00013142 | 0.00013141 | 0.00013141 | 347 | #NAME?
348 | 5.8 | 0 | 0.00065649 | 3.001e-18 | 0 | 0.00065649 | 1.9947e-07 | 0 | 1.9947e-07 | 3.3245e-09 | 0.00037089 | 0.00037082 | 0.00037082 | #NAME? | 348 | 0 | 0.00013142 | 0.00013141 | 0.00013141 | 348 | #NAME?
349 | 5.8167 | 0 | 0.00065649 | 2.705e-18 | 0 | 0.00065649 | 1.798e-07 | 0 | 1.798e-07 | 2.9966e-09 | 0.00037089 | 0.00037082 | 0.00037082 | #NAME? | 349 | 0 | 0.00013142 | 0.00013141 | 0.00013141 | 349 | #NAME?
350 | 5.8333 | 0 | 0.00065649 | 2.4382e-18 | 0 | 0.00065649 | 1.6206e-07 | 0 | 1.6206e-07 | 2.7011e-09 | 0.00037089 | 0.00037082 | 0.00037082 | #NAME? | 350 | 0 | 0.00013142 | 0.00013141 | 0.00013141 | 350 | #NAME?
351 | 5.85 | 0 | 0.00065649 | 2.1977e-18 | 0 | 0.00065649 | 1.4608e-07 | 0 | 1.4608e-07 | 2.4347e-09 | 0.00037089 | 0.00037083 | 0.00037083 | #NAME? | 351 | 0 | 0.00013142 | 0.00013141 | 0.00013141 | 351 | #NAME?
352 | 5.8667 | 0 | 0.00065649 | 1.981e-18 | 0 | 0.00065649 | 1.3167e-07 | 0 | 1.3167e-07 | 2.1946e-09 | 0.0003709 | 0.00037083 | 0.00037083 | #NAME? | 352 | 0 | 0.00013142 | 0.00013141 | 0.00013141 | 352 | #NAME?
353 | 5.8833 | 0 | 0.00065649 | 1.7856e-18 | 0 | 0.00065649 | 1.1869e-07 | 0 | 1.1869e-07 | 1.9781e-09 | 0.0003709 | 0.00037083 | 0.00037083 | #NAME? | 353 | 0 | 0.00013142 | 0.00013141 | 0.00013141 | 353 | #NAME?
354 | 5.9 | 0 | 0.00065649 | 1.6095e-18 | 0 | 0.00065649 | 1.0698e-07 | 0 | 1.0698e-07 | 1.783e-09 | 0.0003709 | 0.00037083 | 0.00037083 | #NAME? | 354 | 0 | 0.00013142 | 0.00013141 | 0.00013141 | 354 | #NAME?
355 | 5.9167 | 0 | 0.00065649 | 1.4508e-18 | 0 | 0.00065649 | 9.6431e-08 | 0 | 9.6431e-08 | 1.6072e-09 | 0.0003709 | 0.00037083 | 0.00037083 | #NAME? | 355 | 0 | 0.00013142 | 0.00013141 | 0.00013141 | 355 | #NAME?
356 | 5.9333 | 0 | 0.00065649 | 1.3077e-18 | 0 | 0.00065649 | 8.6921e-08 | 0 | 8.6921e-08 | 1.4487e-09 | 0.0003709 | 0.00037083 | 0.00037083 | #NAME? | 356 | 0 | 0.00013142 | 0.00013141 | 0.00013141 | 356 | #NAME?
357 | 5.95 | 0 | 0.00065649 | 1.1787e-18 | 0 | 0.00065649 | 7.8348e-08 | 0 | 7.8348e-08 | 1.3058e-09 | 0.0003709 | 0.00037083 | 0.00037083 | #NAME? | 357 | 0 | 0.00013142 | 0.00013141 | 0.00013141 | 357 | #NAME?
358 | 5.9667 | 0 | 0.00065649 | 1.0625e-18 | 0 | 0.00065649 | 7.0621e-08 | 0 | 7.0621e-08 | 1.177e-09 | 0.0003709 | 0.00037083 | 0.00037083 | #NAME? | 358 | 0 | 0.00013142 | 0.00013141 | 0.00013141 | 358 | #NAME?
359 | 5.9833 | 0 | 0.00065649 | 9.5768e-19 | 0 | 0.00065649 | 6.3656e-08 | 0 | 6.3656e-08 | 1.0609e-09 | 0.0003709 | 0.00037083 | 0.00037083 | #NAME? | 359 | 0 | 0.00013142 | 0.00013141 | 0.00013141 | 359 | #NAME?
360 | 6 | 0 | 0.00065649 | 8.6323e-19 | 0 | 0.00065649 | 5.7378e-08 | 0 | 5.7378e-08 | 9.563e-10 | 0.0003709 | 0.00037083 | 0.00037083 | #NAME? | 360 | 0 | 0.00013142 | 0.00013141 | 0.00013141 | 360 | #NAME?
361 | 6.0167 | 0 | 0.00065649 | 7.781e-19 | 0 | 0.00065649 | 5.1719e-08 | 0 | 5.1719e-08 | 8.6199e-10 | 0.0003709 | 0.00037083 | 0.00037083 | #NAME? | 361 | 0 | 0.00013142 | 0.00013141 | 0.00013141 | 361 | #NAME?
362 | 6.0333 | 0 | 0.00065649 | 7.0136e-19 | 0 | 0.00065649 | 4.6618e-08 | 0 | 4.6618e-08 | 7.7697e-10 | 0.0003709 | 0.00037083 | 0.00037083 | #NAME? | 362 | 0 | 0.00013142 | 0.00013141 | 0.00013141 | 362 | #NAME?
363 | 6.05 | 0 | 0.00065649 | 6.3219e-19 | 0 | 0.00065649 | 4.2021e-08 | 0 | 4.2021e-08 | 7.0035e-10 | 0.0003709 | 0.00037083 | 0.00037083 | #NAME? | 363 | 0 | 0.00013142 | 0.00013141 | 0.00013141 | 363 | #NAME?
364 | 6.0667 | 0 | 0.00065649 | 5.6984e-19 | 0 | 0.00065649 | 3.7876e-08 | 0 | 3.7876e-08 | 6.3127e-10 | 0.0003709 | 0.00037084 | 0.00037084 | #NAME? | 364 | 0 | 0.00013142 | 0.00013141 | 0.00013141 | 364 | #NAME?
365 | 6.0833 | 0 | 0.00065649 | 5.1364e-19 | 0 | 0.00065649 | 3.4141e-08 | 0 | 3.4141e-08 | 5.6902e-10 | 0.0003709 | 0.00037084 | 0.00037084 | #NAME? | 365 | 0 | 0.00013142 | 0.00013141 | 0.00013141 | 365 | #NAME?
366 | 6.1 | 0 | 0.00065649 | 4.6298e-19 | 0 | 0.00065649 | 3.0774e-08 | 0 | 3.0774e-08 | 5.129e-10 | 0.0003709 | 0.00037084 | 0.00037084 | #NAME? | 366 | 0 | 0.00013142 | 0.00013141 | 0.00013141 | 366 | #NAME?
367 | 6.1167 | 0 | 0.00065649 | 4.1732e-19 | 0 | 0.00065649 | 2.7739e-08 | 0 | 2.7739e-08 | 4.6231e-10 | 0.0003709 | 0.00037084 | 0.00037084 | #NAME? | 367 | 0 | 0.00013142 | 0.00013141 | 0.00013141 | 367 | #NAME?
368 | 6.1333 | 0 | 0.00065649 | 3.7616e-19 | 0 | 0.00065649 | 2.5003e-08 | 0 | 2.5003e-08 | 4.1672e-10 | 0.0003709 | 0.00037084 | 0.00037084 | #NAME? | 368 | 0 | 0.00013142 | 0.00013141 | 0.00013141 | 368 | #NAME?
369 | 6.15 | 0 | 0.00065649 | 3.3906e-19 | 0 | 0.00065649 | 2.2537e-08 | 0 | 2.2537e-08 | 3.7562e-10 | 0.00037091 | 0.00037084 | 0.00037084 | #NAME? | 369 | 0 | 0.00013142 | 0.00013141 | 0.00013141 | 369 | #NAME?
370 | 6.1667 | 0 | 0.00065649 | 3.0562e-19 | 0 | 0.00065649 | 2.0314e-08 | 0 | 2.0314e-08 | 3.3857e-10 | 0.00037091 | 0.00037084 | 0.00037084 | #NAME? | 370 | 0 | 0.00013142 | 0.00013141 | 0.00013141 | 370 | #NAME?
371 | 6.1833 | 0 | 0.00065649 | 2.7548e-19 | 0 | 0.00065649 | 1.8311e-08 | 0 | 1.8311e-08 | 3.0518e-10 | 0.00037091 | 0.00037084 | 0.00037084 | #NAME? | 371 | 0 | 0.00013142 | 0.00013141 | 0.00013141 | 371 | #NAME?
372 | 6.2 | 0 | 0.00065649 | 2.4831e-19 | 0 | 0.00065649 | 1.6505e-08 | 0 | 1.6505e-08 | 2.7508e-10 | 0.00037091 | 0.00037084 | 0.00037084 | #NAME? | 372 | 0 | 0.00013142 | 0.00013141 | 0.00013141 | 372 | #NAME?
373 | 6.2167 | 0 | 0.00065649 | 2.2382e-19 | 0 | 0.00065649 | 1.4877e-08 | 0 | 1.4877e-08 | 2.4795e-10 | 0.00037091 | 0.00037084 | 0.00037084 | #NAME? | 373 | 0 | 0.00013142 | 0.00013141 | 0.00013141 | 373 | #NAME?
374 | 6.2333 | 0 | 0.00065649 | 2.0175e-19 | 0 | 0.00065649 | 1.341e-08 | 0 | 1.341e-08 | 2.235e-10 | 0.00037091 | 0.00037084 | 0.00037084 | #NAME? | 374 | 0 | 0.00013142 | 0.00013141 | 0.00013141 | 374 | #NAME?
375 | 6.25 | 0 | 0.00065649 | 1.8185e-19 | 0 | 0.00065649 | 1.2087e-08 | 0 | 1.2087e-08 | 2.0146e-10 | 0.00037091 | 0.00037084 | 0.00037084 | #NAME? | 375 | 0 | 0.00013142 | 0.00013141 | 0.00013141 | 375 | #NAME?
376 | 6.2667 | 0 | 0.00065649 | 1.6392e-19 | 0 | 0.00065649 | 1.0895e-08 | 0 | 1.0895e-08 | 1.8159e-10 | 0.00037091 | 0.00037084 | 0.00037084 | #NAME? | 376 | 0 | 0.00013142 | 0.00013141 | 0.00013141 | 376 | #NAME?
377 | 6.2833 | 0 | 0.00065649 | 1.4775e-19 | 0 | 0.00065649 | 9.8207e-09 | 0 | 9.8207e-09 | 1.6368e-10 | 0.00037091 | 0.00037084 | 0.00037084 | #NAME? | 377 | 0 | 0.00013142 | 0.00013141 | 0.00013141 | 377 | #NAME?
378 | 6.3 | 0 | 0.00065649 | 1.3318e-19 | 0 | 0.00065649 | 8.8522e-09 | 0 | 8.8522e-09 | 1.4754e-10 | 0.00037091 | 0.00037084 | 0.00037084 | #NAME? | 378 | 0 | 0.00013142 | 0.00013141 | 0.00013141 | 378 | #NAME?
379 | 6.3167 | 0 | 0.00065649 | 1.2004e-19 | 0 | 0.00065649 | 7.9791e-09 | 0 | 7.9791e-09 | 1.3299e-10 | 0.00037091 | 0.00037084 | 0.00037084 | #NAME? | 379 | 0 | 0.00013142 | 0.00013141 | 0.00013141 | 379 | #NAME?
380 | 6.3333 | 0 | 0.00065649 | 1.082e-19 | 0 | 0.00065649 | 7.1922e-09 | 0 | 7.1922e-09 | 1.1987e-10 | 0.00037091 | 0.00037084 | 0.00037084 | #NAME? | 380 | 0 | 0.00013142 | 0.00013141 | 0.00013141 | 380 | #NAME?
381 | 6.35 | 0 | 0.00065649 | 9.7532e-20 | 0 | 0.00065649 | 6.4829e-09 | 0 | 6.4829e-09 | 1.0805e-10 | 0.00037091 | 0.00037084 | 0.00037084 | #NAME? | 381 | 0 | 0.00013142 | 0.00013141 | 0.00013141 | 381 | #NAME?
382 | 6.3667 | 0 | 0.00065649 | 8.7913e-20 | 0 | 0.00065649 | 5.8435e-09 | 0 | 5.8435e-09 | 9.7392e-11 | 0.00037091 | 0.00037084 | 0.00037084 | #NAME? | 382 | 0 | 0.00013142 | 0.00013141 | 0.00013141 | 382 | #NAME?
383 | 6.3833 | 0 | 0.00065649 | 7.9243e-20 | 0 | 0.00065649 | 5.2672e-09 | 0 | 5.2672e-09 | 8.7786e-11 | 0.00037091 | 0.00037084 | 0.00037084 | #NAME? | 383 | 0 | 0.00013142 | 0.00013141 | 0.00013141 | 383 | #NAME?
384 | 6.4 | 0 | 0.00065649 | 7.1428e-20 | 0 | 0.00065649 | 4.7477e-09 | 0 | 4.7477e-09 | 7.9129e-11 | 0.00037091 | 0.00037084 | 0.00037084 | #NAME? | 384 | 0 | 0.00013142 | 0.00013141 | 0.00013141 | 384 | #NAME?
385 | 6.4167 | 0 | 0.00065649 | 6.4383e-20 | 0 | 0.00065649 | 4.2795e-09 | 0 | 4.2795e-09 | 7.1325e-11 | 0.00037091 | 0.00037084 | 0.00037084 | #NAME? | 385 | 0 | 0.00013142 | 0.00013141 | 0.00013141 | 385 | #NAME?
386 | 6.4333 | 0 | 0.00065649 | 5.8033e-20 | 0 | 0.00065649 | 3.8574e-09 | 0 | 3.8574e-09 | 6.429e-11 | 0.00037091 | 0.00037084 | 0.00037084 | #NAME? | 386 | 0 | 0.00013142 | 0.00013141 | 0.00013141 | 386 | #NAME?
387 | 6.45 | 0 | 0.00065649 | 5.231e-20 | 0 | 0.00065649 | 3.477e-09 | 0 | 3.477e-09 | 5.795e-11 | 0.00037091 | 0.00037084 | 0.00037084 | #NAME? | 387 | 0 | 0.00013142 | 0.00013141 | 0.00013141 | 387 | #NAME?
388 | 6.4667 | 0 | 0.00065649 | 4.7151e-20 | 0 | 0.00065649 | 3.1341e-09 | 0 | 3.1341e-09 | 5.2234e-11 | 0.00037091 | 0.00037084 | 0.00037084 | #NAME? | 388 | 0 | 0.00013142 | 0.00013141 | 0.00013141 | 388 | #NAME?
389 | 6.4833 | 0 | 0.00065649 | 4.2501e-20 | 0 | 0.00065649 | 2.825e-09 | 0 | 2.825e-09 | 4.7083e-11 | 0.00037091 | 0.00037084 | 0.00037084 | #NAME? | 389 | 0 | 0.00013142 | 0.00013141 | 0.00013141 | 389 | #NAME?
390 | 6.5 | 0 | 0.00065649 | 3.8309e-20 | 0 | 0.00065649 | 2.5464e-09 | 0 | 2.5464e-09 | 4.2439e-11 | 0.00037091 | 0.00037084 | 0.00037084 | #NAME? | 390 | 0 | 0.00013142 | 0.00013141 | 0.00013141 | 390 | #NAME?
391 | 6.5167 | 0 | 0.00065649 | 3.4531e-20 | 0 | 0.00065649 | 2.2952e-09 | 0 | 2.2952e-09 | 3.8254e-11 | 0.00037091 | 0.00037084 | 0.00037084 | #NAME? | 391 | 0 | 0.00013142 | 0.00013141 | 0.00013141 | 391 | #NAME?
392 | 6.5333 | 0 | 0.00065649 | 3.1125e-20 | 0 | 0.00065649 | 2.0689e-09 | 0 | 2.0689e-09 | 3.4481e-11 | 0.00037091 | 0.00037084 | 0.00037084 | #NAME? | 392 | 0 | 0.00013142 | 0.00013141 | 0.00013141 | 392 | #NAME?
393 | 6.55 | 0 | 0.00065649 | 2.8056e-20 | 0 | 0.00065649 | 1.8648e-09 | 0 | 1.8648e-09 | 3.108e-11 | 0.00037091 | 0.00037084 | 0.00037084 | #NAME? | 393 | 0 | 0.00013142 | 0.00013141 | 0.00013141 | 393 | #NAME?
394 | 6.5667 | 0 | 0.00065649 | 2.5289e-20 | 0 | 0.00065649 | 1.6809e-09 | 0 | 1.6809e-09 | 2.8015e-11 | 0.00037091 | 0.00037084 | 0.00037084 | #NAME? | 394 | 0 | 0.00013142 | 0.00013141 | 0.00013141 | 394 | #NAME?
395 | 6.5833 | 0 | 0.00065649 | 2.2794e-20 | 0 | 0.00065649 | 1.5151e-09 | 0 | 1.5151e-09 | 2.5252e-11 | 0.00037091 | 0.00037084 | 0.00037084 | #NAME? | 395 | 0 | 0.00013142 | 0.00013141 | 0.00013141 | 395 | #NAME?
396 | 6.6 | 0 | 0.00065649 | 2.0546e-20 | 0 | 0.00065649 | 1.3657e-09 | 0 | 1.3657e-09 | 2.2762e-11 | 0.00037091 | 0.00037084 | 0.00037084 | #NAME? | 396 | 0 | 0.00013142 | 0.00013141 | 0.00013141 | 396 | #NAME?
397 | 6.6167 | 0 | 0.00065649 | 1.852e-20 | 0 | 0.00065649 | 1.231e-09 | 0 | 1.231e-09 | 2.0517e-11 | 0.00037091 | 0.00037084 | 0.00037084 | #NAME? | 397 | 0 | 0.00013142 | 0.00013141 | 0.00013141 | 397 | #NAME?
398 | 6.6333 | 0 | 0.00065649 | 1.6693e-20 | 0 | 0.00065649 | 1.1096e-09 | 0 | 1.1096e-09 | 1.8493e-11 | 0.00037091 | 0.00037084 | 0.00037084 | #NAME? | 398 | 0 | 0.00013142 | 0.00013141 | 0.00013141 | 398 | #NAME?
399 | 6.65 | 0 | 0.00065649 | 1.5047e-20 | 0 | 0.00065649 | 1.0002e-09 | 0 | 1.0002e-09 | 1.6669e-11 | 0.00037091 | 0.00037084 | 0.00037084 | #NAME? | 399 | 0 | 0.00013142 | 0.00013141 | 0.00013141 | 399 | #NAME?
400 | 6.6667 | 0 | 0.00065649 | 1.3563e-20 | 0 | 0.00065649 | 9.0152e-10 | 0 | 9.0152e-10 | 1.5025e-11 | 0.00037091 | 0.00037084 | 0.00037084 | #NAME? | 400 | 0 | 0.00013142 | 0.00013141 | 0.00013141 | 400 | #NAME?
401 | 6.6833 | 0 | 0.00065649 | 1.2225e-20 | 0 | 0.00065649 | 8.1261e-10 | 0 | 8.1261e-10 | 1.3544e-11 | 0.00037091 | 0.00037084 | 0.00037084 | #NAME? | 401 | 0 | 0.00013142 | 0.00013141 | 0.00013141 | 401 | #NAME?
402 | 6.7 | 0 | 0.00065649 | 1.102e-20 | 0 | 0.00065649 | 7.3247e-10 | 0 | 7.3247e-10 | 1.2208e-11 | 0.00037091 | 0.00037084 | 0.00037084 | #NAME? | 402 | 0 | 0.00013142 | 0.00013141 | 0.00013141 | 402 | #NAME?
403 | 6.7167 | 0 | 0.00065649 | 9.9329e-21 | 0 | 0.00065649 | 6.6023e-10 | 0 | 6.6023e-10 | 1.1004e-11 | 0.00037091 | 0.00037084 | 0.00037084 | #NAME? | 403 | 0 | 0.00013142 | 0.00013141 | 0.00013141 | 403 | #NAME?
404 | 6.7333 | 0 | 0.00065649 | 8.9533e-21 | 0 | 0.00065649 | 5.9511e-10 | 0 | 5.9511e-10 | 9.9186e-12 | 0.00037091 | 0.00037084 | 0.00037084 | #NAME? | 404 | 0 | 0.00013142 | 0.00013141 | 0.00013141 | 404 | #NAME?
405 | 6.75 | 0 | 0.00065649 | 8.0703e-21 | 0 | 0.00065649 | 5.3642e-10 | 0 | 5.3642e-10 | 8.9403e-12 | 0.00037091 | 0.00037084 | 0.00037084 | #NAME? | 405 | 0 | 0.00013142 | 0.00013141 | 0.00013141 | 405 | #NAME?
406 | 6.7667 | 0 | 0.00065649 | 7.2743e-21 | 0 | 0.00065649 | 4.8352e-10 | 0 | 4.8352e-10 | 8.0586e-12 | 0.00037091 | 0.00037084 | 0.00037084 | #NAME? | 406 | 0 | 0.00013142 | 0.00013141 | 0.00013141 | 406 | #NAME?
407 | 6.7833 | 0 | 0.00065649 | 6.5569e-21 | 0 | 0.00065649 | 4.3583e-10 | 0 | 4.3583e-10 | 7.2638e-12 | 0.00037091 | 0.00037084 | 0.00037084 | #NAME? | 407 | 0 | 0.00013142 | 0.00013141 | 0.00013141 | 407 | #NAME?
408 | 6.8 | 0 | 0.00065649 | 5.9102e-21 | 0 | 0.00065649 | 3.9285e-10 | 0 | 3.9285e-10 | 6.5474e-12 | 0.00037091 | 0.00037084 | 0.00037084 | #NAME? | 408 | 0 | 0.00013142 | 0.00013141 | 0.00013141 | 408 | #NAME?
409 | 6.8167 | 0 | 0.00065649 | 5.3273e-21 | 0 | 0.00065649 | 3.541e-10 | 0 | 3.541e-10 | 5.9017e-12 | 0.00037091 | 0.00037084 | 0.00037084 | #NAME? | 409 | 0 | 0.00013142 | 0.00013141 | 0.00013141 | 409 | #NAME?
410 | 6.8333 | 0 | 0.00065649 | 4.8019e-21 | 0 | 0.00065649 | 3.1918e-10 | 0 | 3.1918e-10 | 5.3197e-12 | 0.00037091 | 0.00037084 | 0.00037084 | #NAME? | 410 | 0 | 0.00013142 | 0.00013141 | 0.00013141 | 410 | #NAME?
411 | 6.85 | 0 | 0.00065649 | 4.3283e-21 | 0 | 0.00065649 | 2.877e-10 | 0 | 2.877e-10 | 4.795e-12 | 0.00037091 | 0.00037084 | 0.00037084 | #NAME? | 411 | 0 | 0.00013142 | 0.00013141 | 0.00013141 | 411 | #NAME?
412 | 6.8667 | 0 | 0.00065649 | 3.9015e-21 | 0 | 0.00065649 | 2.5933e-10 | 0 | 2.5933e-10 | 4.3221e-12 | 0.00037091 | 0.00037084 | 0.00037084 | #NAME? | 412 | 0 | 0.00013142 | 0.00013141 | 0.00013141 | 412 | #NAME?
413 | 6.8833 | 0 | 0.00065649 | 3.5167e-21 | 0 | 0.00065649 | 2.3375e-10 | 0 | 2.3375e-10 | 3.8958e-12 | 0.00037091 | 0.00037084 | 0.00037084 | #NAME? | 413 | 0 | 0.00013142 | 0.00013141 | 0.00013141 | 413 | #NAME?
414 | 6.9 | 0 | 0.00065649 | 3.1699e-21 | 0 | 0.00065649 | 2.107e-10 | 0 | 2.107e-10 | 3.5116e-12 | 0.00037091 | 0.00037084 | 0.00037084 | #NAME? | 414 | 0 | 0.00013142 | 0.00013141 | 0.00013141 | 414 | #NAME?
415 | 6.9167 | 0 | 0.00065649 | 2.8572e-21 | 0 | 0.00065649 | 1.8992e-10 | 0 | 1.8992e-10 | 3.1653e-12 | 0.00037091 | 0.00037084 | 0.00037084 | #NAME? | 415 | 0 | 0.00013142 | 0.00013141 | 0.00013141 | 415 | #NAME?
416 | 6.9333 | 0 | 0.00065649 | 2.5754e-21 | 0 | 0.00065649 | 1.7119e-10 | 0 | 1.7119e-10 | 2.8531e-12 | 0.00037091 | 0.00037084 | 0.00037084 | #NAME? | 416 | 0 | 0.00013142 | 0.00013141 | 0.00013141 | 416 | #NAME?
417 | 6.95 | 0 | 0.00065649 | 2.3214e-21 | 0 | 0.00065649 | 1.543e-10 | 0 | 1.543e-10 | 2.5717e-12 | 0.00037091 | 0.00037084 | 0.00037084 | #NAME? | 417 | 0 | 0.00013142 | 0.00013141 | 0.00013141 | 417 | #NAME?
418 | 6.9667 | 0 | 0.00065649 | 2.0925e-21 | 0 | 0.00065649 | 1.3909e-10 | 0 | 1.3909e-10 | 2.3181e-12 | 0.00037091 | 0.00037084 | 0.00037084 | #NAME? | 418 | 0 | 0.00013142 | 0.00013141 | 0.00013141 | 418 | #NAME?
419 | 6.9833 | 0 | 0.00065649 | 1.8861e-21 | 0 | 0.00065649 | 1.2537e-10 | 0 | 1.2537e-10 | 2.0895e-12 | 0.00037091 | 0.00037084 | 0.00037084 | #NAME? | 419 | 0 | 0.00013142 | 0.00013141 | 0.00013141 | 419 | #NAME?
420 | 7 | 0 | 0.00065649 | 1.7001e-21 | 0 | 0.00065649 | 1.13e-10 | 0 | 1.13e-10 | 1.8834e-12 | 0.00037091 | 0.00037084 | 0.00037084 | #NAME? | 420 | 0 | 0.00013142 | 0.00013141 | 0.00013141 | 420 | #NAME?
421 | 7.0167 | 0 | 0.00065649 | 1.5324e-21 | 0 | 0.00065649 | 1.0186e-10 | 0 | 1.0186e-10 | 1.6976e-12 | 0.00037091 | 0.00037084 | 0.00037084 | #NAME? | 421 | 0 | 0.00013142 | 0.00013141 | 0.00013141 | 421 | #NAME?
422 | 7.0333 | 0 | 0.00065649 | 1.3813e-21 | 0 | 0.00065649 | 9.1813e-11 | 0 | 9.1813e-11 | 1.5302e-12 | 0.00037091 | 0.00037084 | 0.00037084 | #NAME? | 422 | 0 | 0.00013142 | 0.00013141 | 0.00013141 | 422 | #NAME?
423 | 7.05 | 0 | 0.00065649 | 1.2451e-21 | 0 | 0.00065649 | 8.2758e-11 | 0 | 8.2758e-11 | 1.3793e-12 | 0.00037091 | 0.00037084 | 0.00037084 | #NAME? | 423 | 0 | 0.00013142 | 0.00013141 | 0.00013141 | 423 | #NAME?
424 | 7.0667 | 0 | 0.00065649 | 1.1223e-21 | 0 | 0.00065649 | 7.4596e-11 | 0 | 7.4596e-11 | 1.2433e-12 | 0.00037091 | 0.00037084 | 0.00037084 | #NAME? | 424 | 0 | 0.00013142 | 0.00013141 | 0.00013141 | 424 | #NAME?
425 | 7.0833 | 0 | 0.00065649 | 1.0116e-21 | 0 | 0.00065649 | 6.7239e-11 | 0 | 6.7239e-11 | 1.1206e-12 | 0.00037091 | 0.00037084 | 0.00037084 | #NAME? | 425 | 0 | 0.00013142 | 0.00013141 | 0.00013141 | 425 | #NAME?
426 | 7.1 | 0 | 0.00065649 | 9.1182e-22 | 0 | 0.00065649 | 6.0608e-11 | 0 | 6.0608e-11 | 1.0101e-12 | 0.00037091 | 0.00037084 | 0.00037084 | #NAME? | 426 | 0 | 0.00013142 | 0.00013141 | 0.00013141 | 426 | #NAME?
427 | 7.1167 | 0 | 0.00065649 | 8.2189e-22 | 0 | 0.00065649 | 5.463e-11 | 0 | 5.463e-11 | 9.105e-13 | 0.00037091 | 0.00037084 | 0.00037084 | #NAME? | 427 | 0 | 0.00013142 | 0.00013141 | 0.00013141 | 427 | #NAME?
428 | 7.1333 | 0 | 0.00065649 | 7.4083e-22 | 0 | 0.00065649 | 4.9242e-11 | 0 | 4.9242e-11 | 8.207e-13 | 0.00037091 | 0.00037084 | 0.00037084 | #NAME? | 428 | 0 | 0.00013142 | 0.00013141 | 0.00013141 | 428 | #NAME?
429 | 7.15 | 0 | 0.00065649 | 6.6777e-22 | 0 | 0.00065649 | 4.4386e-11 | 0 | 4.4386e-11 | 7.3976e-13 | 0.00037091 | 0.00037084 | 0.00037084 | #NAME? | 429 | 0 | 0.00013142 | 0.00013141 | 0.00013141 | 429 | #NAME?
430 | 7.1667 | 0 | 0.00065649 | 6.0191e-22 | 0 | 0.00065649 | 4.0008e-11 | 0 | 4.0008e-11 | 6.668e-13 | 0.00037091 | 0.00037084 | 0.00037084 | #NAME? | 430 | 0 | 0.00013142 | 0.00013141 | 0.00013141 | 430 | #NAME?
431 | 7.1833 | 0 | 0.00065649 | 5.4255e-22 | 0 | 0.00065649 | 3.6062e-11 | 0 | 3.6062e-11 | 6.0104e-13 | 0.00037091 | 0.00037084 | 0.00037084 | #NAME? | 431 | 0 | 0.00013142 | 0.00013141 | 0.00013141 | 431 | #NAME?
432 | 7.2 | 0 | 0.00065649 | 4.8904e-22 | 0 | 0.00065649 | 3.2506e-11 | 0 | 3.2506e-11 | 5.4176e-13 | 0.00037091 | 0.00037084 | 0.00037084 | #NAME? | 432 | 0 | 0.00013142 | 0.00013141 | 0.00013141 | 432 | #NAME?
433 | 7.2167 | 0 | 0.00065649 | 4.4081e-22 | 0 | 0.00065649 | 2.93e-11 | 0 | 2.93e-11 | 4.8833e-13 | 0.00037091 | 0.00037084 | 0.00037084 | #NAME? | 433 | 0 | 0.00013142 | 0.00013141 | 0.00013141 | 433 | #NAME?
434 | 7.2333 | 0 | 0.00065649 | 3.9733e-22 | 0 | 0.00065649 | 2.641e-11 | 0 | 2.641e-11 | 4.4017e-13 | 0.00037091 | 0.00037084 | 0.00037084 | #NAME? | 434 | 0 | 0.00013142 | 0.00013141 | 0.00013141 | 434 | #NAME?
435 | 7.25 | 0 | 0.00065649 | 3.5815e-22 | 0 | 0.00065649 | 2.3806e-11 | 0 | 2.3806e-11 | 3.9676e-13 | 0.00037091 | 0.00037084 | 0.00037084 | #NAME? | 435 | 0 | 0.00013142 | 0.00013141 | 0.00013141 | 435 | #NAME?
436 | 7.2667 | 0 | 0.00065649 | 3.2282e-22 | 0 | 0.00065649 | 2.1458e-11 | 0 | 2.1458e-11 | 3.5763e-13 | 0.00037091 | 0.00037084 | 0.00037084 | #NAME? | 436 | 0 | 0.00013142 | 0.00013141 | 0.00013141 | 436 | #NAME?
437 | 7.2833 | 0 | 0.00065649 | 2.9099e-22 | 0 | 0.00065649 | 1.9341e-11 | 0 | 1.9341e-11 | 3.2236e-13 | 0.00037091 | 0.00037084 | 0.00037084 | #NAME? | 437 | 0 | 0.00013142 | 0.00013141 | 0.00013141 | 437 | #NAME?
438 | 7.3 | 0 | 0.00065649 | 2.6229e-22 | 0 | 0.00065649 | 1.7434e-11 | 0 | 1.7434e-11 | 2.9057e-13 | 0.00037091 | 0.00037084 | 0.00037084 | #NAME? | 438 | 0 | 0.00013142 | 0.00013141 | 0.00013141 | 438 | #NAME?
439 | 7.3167 | 0 | 0.00065649 | 2.3642e-22 | 0 | 0.00065649 | 1.5715e-11 | 0 | 1.5715e-11 | 2.6191e-13 | 0.00037091 | 0.00037084 | 0.00037084 | #NAME? | 439 | 0 | 0.00013142 | 0.00013141 | 0.00013141 | 439 | #NAME?
440 | 7.3333 | 0 | 0.00065649 | 2.131e-22 | 0 | 0.00065649 | 1.4165e-11 | 0 | 1.4165e-11 | 2.3608e-13 | 0.00037091 | 0.00037084 | 0.00037084 | #NAME? | 440 | 0 | 0.00013142 | 0.00013141 | 0.00013141 | 440 | #NAME?
441 | 7.35 | 0 | 0.00065649 | 1.9209e-22 | 0 | 0.00065649 | 1.2768e-11 | 0 | 1.2768e-11 | 2.128e-13 | 0.00037091 | 0.00037084 | 0.00037084 | #NAME? | 441 | 0 | 0.00013142 | 0.00013141 | 0.00013141 | 441 | #NAME?
442 | 7.3667 | 0 | 0.00065649 | 1.7314e-22 | 0 | 0.00065649 | 1.1508e-11 | 0 | 1.1508e-11 | 1.9181e-13 | 0.00037091 | 0.00037084 | 0.00037084 | #NAME? | 442 | 0 | 0.00013142 | 0.00013141 | 0.00013141 | 442 | #NAME?
443 | 7.3833 | 0 | 0.00065649 | 1.5607e-22 | 0 | 0.00065649 | 1.0373e-11 | 0 | 1.0373e-11 | 1.7289e-13 | 0.00037091 | 0.00037084 | 0.00037084 | #NAME? | 443 | 0 | 0.00013142 | 0.00013141 | 0.00013141 | 443 | #NAME?
444 | 7.4 | 0 | 0.00065649 | 1.4067e-22 | 0 | 0.00065649 | 9.3504e-12 | 0 | 9.3504e-12 | 1.5584e-13 | 0.00037091 | 0.00037084 | 0.00037084 | #NAME? | 444 | 0 | 0.00013142 | 0.00013141 | 0.00013141 | 444 | #NAME?
445 | 7.4167 | 0 | 0.00065649 | 1.268e-22 | 0 | 0.00065649 | 8.4282e-12 | 0 | 8.4282e-12 | 1.4047e-13 | 0.00037091 | 0.00037084 | 0.00037084 | #NAME? | 445 | 0 | 0.00013142 | 0.00013141 | 0.00013141 | 445 | #NAME?
446 | 7.4333 | 0 | 0.00065649 | 1.1429e-22 | 0 | 0.00065649 | 7.597e-12 | 0 | 7.597e-12 | 1.2662e-13 | 0.00037091 | 0.00037084 | 0.00037084 | #NAME? | 446 | 0 | 0.00013142 | 0.00013141 | 0.00013141 | 446 | #NAME?
447 | 7.45 | 0 | 0.00065649 | 1.0302e-22 | 0 | 0.00065649 | 6.8477e-12 | 0 | 6.8477e-12 | 1.1413e-13 | 0.00037091 | 0.00037084 | 0.00037084 | #NAME? | 447 | 0 | 0.00013142 | 0.00013141 | 0.00013141 | 447 | #NAME?
448 | 7.4667 | 0 | 0.00065649 | 9.2861e-23 | 0 | 0.00065649 | 6.1724e-12 | 0 | 6.1724e-12 | 1.0287e-13 | 0.00037091 | 0.00037084 | 0.00037084 | #NAME? | 448 | 0 | 0.00013142 | 0.00013141 | 0.00013141 | 448 | #NAME?
449 | 7.4833 | 0 | 0.00065649 | 8.3703e-23 | 0 | 0.00065649 | 5.5636e-12 | 0 | 5.5636e-12 | 9.2727e-14 | 0.00037091 | 0.00037084 | 0.00037084 | #NAME? | 449 | 0 | 0.00013142 | 0.00013141 | 0.00013141 | 449 | #NAME?
450 | 7.5 | 0 | 0.00065649 | 7.5448e-23 | 0 | 0.00065649 | 5.0149e-12 | 0 | 5.0149e-12 | 8.3582e-14 | 0.00037091 | 0.00037084 | 0.00037084 | #NAME? | 450 | 0 | 0.00013142 | 0.00013141 | 0.00013141 | 450 | #NAME?
451 | 7.5167 | 0 | 0.00065649 | 6.8007e-23 | 0 | 0.00065649 | 4.5203e-12 | 0 | 4.5203e-12 | 7.5339e-14 | 0.00037091 | 0.00037084 | 0.00037084 | #NAME? | 451 | 0 | 0.00013142 | 0.00013141 | 0.00013141 | 451 | #NAME?
452 | 7.5333 | 0 | 0.00065649 | 6.13e-23 | 0 | 0.00065649 | 4.0745e-12 | 0 | 4.0745e-12 | 6.7909e-14 | 0.00037091 | 0.00037084 | 0.00037084 | #NAME? | 452 | 0 | 0.00013142 | 0.00013141 | 0.00013141 | 452 | #NAME?
453 | 7.55 | 0 | 0.00065649 | 5.5254e-23 | 0 | 0.00065649 | 3.6727e-12 | 0 | 3.6727e-12 | 6.1211e-14 | 0.00037091 | 0.00037084 | 0.00037084 | #NAME? | 453 | 0 | 0.00013142 | 0.00013141 | 0.00013141 | 453 | #NAME?
454 | 7.5667 | 0 | 0.00065649 | 4.9805e-23 | 0 | 0.00065649 | 3.3105e-12 | 0 | 3.3105e-12 | 5.5174e-14 | 0.00037091 | 0.00037084 | 0.00037084 | #NAME? | 454 | 0 | 0.00013142 | 0.00013141 | 0.00013141 | 454 | #NAME?
455 | 7.5833 | 0 | 0.00065649 | 4.4893e-23 | 0 | 0.00065649 | 2.984e-12 | 0 | 2.984e-12 | 4.9733e-14 | 0.00037091 | 0.00037084 | 0.00037084 | #NAME? | 455 | 0 | 0.00013142 | 0.00013141 | 0.00013141 | 455 | #NAME?
456 | 7.6 | 0 | 0.00065649 | 4.0465e-23 | 0 | 0.00065649 | 2.6897e-12 | 0 | 2.6897e-12 | 4.4828e-14 | 0.00037091 | 0.00037084 | 0.00037084 | #NAME? | 456 | 0 | 0.00013142 | 0.00013141 | 0.00013141 | 456 | #NAME?
457 | 7.6167 | 0 | 0.00065649 | 3.6474e-23 | 0 | 0.00065649 | 2.4244e-12 | 0 | 2.4244e-12 | 4.0407e-14 | 0.00037091 | 0.00037084 | 0.00037084 | #NAME? | 457 | 0 | 0.00013142 | 0.00013141 | 0.00013141 | 457 | #NAME?
458 | 7.6333 | 0 | 0.00065649 | 3.2877e-23 | 0 | 0.00065649 | 2.1853e-12 | 0 | 2.1853e-12 | 3.6422e-14 | 0.00037091 | 0.00037084 | 0.00037084 | #NAME? | 458 | 0 | 0.00013142 | 0.00013141 | 0.00013141 | 458 | #NAME?
459 | 7.65 | 0 | 0.00065649 | 2.9635e-23 | 0 | 0.00065649 | 1.9698e-12 | 0 | 1.9698e-12 | 3.283e-14 | 0.00037091 | 0.00037084 | 0.00037084 | #NAME? | 459 | 0 | 0.00013142 | 0.00013141 | 0.00013141 | 459 | #NAME?
460 | 7.6667 | 0 | 0.00065649 | 2.6712e-23 | 0 | 0.00065649 | 1.7755e-12 | 0 | 1.7755e-12 | 2.9592e-14 | 0.00037091 | 0.00037084 | 0.00037084 | #NAME? | 460 | 0 | 0.00013142 | 0.00013141 | 0.00013141 | 460 | #NAME?
461 | 7.6833 | 0 | 0.00065649 | 2.4077e-23 | 0 | 0.00065649 | 1.6004e-12 | 0 | 1.6004e-12 | 2.6673e-14 | 0.00037091 | 0.00037084 | 0.00037084 | #NAME? | 461 | 0 | 0.00013142 | 0.00013141 | 0.00013141 | 461 | #NAME?
462 | 7.7 | 0 | 0.00065649 | 2.1703e-23 | 0 | 0.00065649 | 1.4426e-12 | 0 | 1.4426e-12 | 2.4043e-14 | 0.00037091 | 0.00037084 | 0.00037084 | #NAME? | 462 | 0 | 0.00013142 | 0.00013141 | 0.00013141 | 462 | #NAME?
463 | 7.7167 | 0 | 0.00065649 | 1.9562e-23 | 0 | 0.00065649 | 1.3003e-12 | 0 | 1.3003e-12 | 2.1671e-14 | 0.00037091 | 0.00037084 | 0.00037084 | #NAME? | 463 | 0 | 0.00013142 | 0.00013141 | 0.00013141 | 463 | #NAME?
464 | 7.7333 | 0 | 0.00065649 | 1.7633e-23 | 0 | 0.00065649 | 1.172e-12 | 0 | 1.172e-12 | 1.9534e-14 | 0.00037091 | 0.00037084 | 0.00037084 | #NAME? | 464 | 0 | 0.00013142 | 0.00013141 | 0.00013141 | 464 | #NAME?
465 | 7.75 | 0 | 0.00065649 | 1.5894e-23 | 0 | 0.00065649 | 1.0565e-12 | 0 | 1.0565e-12 | 1.7608e-14 | 0.00037091 | 0.00037084 | 0.00037084 | #NAME? | 465 | 0 | 0.00013142 | 0.00013141 | 0.00013141 | 465 | #NAME?
466 | 7.7667 | 0 | 0.00065649 | 1.4326e-23 | 0 | 0.00065649 | 9.5226e-13 | 0 | 9.5226e-13 | 1.5871e-14 | 0.00037091 | 0.00037084 | 0.00037084 | #NAME? | 466 | 0 | 0.00013142 | 0.00013141 | 0.00013141 | 466 | #NAME?
467 | 7.7833 | 0 | 0.00065649 | 1.2914e-23 | 0 | 0.00065649 | 8.5835e-13 | 0 | 8.5835e-13 | 1.4306e-14 | 0.00037091 | 0.00037084 | 0.00037084 | #NAME? | 467 | 0 | 0.00013142 | 0.00013141 | 0.00013141 | 467 | #NAME?
468 | 7.8 | 0 | 0.00065649 | 1.164e-23 | 0 | 0.00065649 | 7.7369e-13 | 0 | 7.7369e-13 | 1.2895e-14 | 0.00037091 | 0.00037084 | 0.00037084 | #NAME? | 468 | 0 | 0.00013142 | 0.00013141 | 0.00013141 | 468 | #NAME?
469 | 7.8167 | 0 | 0.00065649 | 1.0492e-23 | 0 | 0.00065649 | 6.9739e-13 | 0 | 6.9739e-13 | 1.1623e-14 | 0.00037091 | 0.00037084 | 0.00037084 | #NAME? | 469 | 0 | 0.00013142 | 0.00013141 | 0.00013141 | 469 | #NAME?
470 | 7.8333 | 0 | 0.00065649 | 9.4572e-24 | 0 | 0.00065649 | 6.2861e-13 | 0 | 6.2861e-13 | 1.0477e-14 | 0.00037091 | 0.00037084 | 0.00037084 | #NAME? | 470 | 0 | 0.00013142 | 0.00013141 | 0.00013141 | 470 | #NAME?
471 | 7.85 | 0 | 0.00065649 | 8.5245e-24 | 0 | 0.00065649 | 5.6661e-13 | 0 | 5.6661e-13 | 9.4435e-15 | 0.00037091 | 0.00037084 | 0.00037084 | #NAME? | 471 | 0 | 0.00013142 | 0.00013141 | 0.00013141 | 471 | #NAME?
472 | 7.8667 | 0 | 0.00065649 | 7.6837e-24 | 0 | 0.00065649 | 5.1073e-13 | 0 | 5.1073e-13 | 8.5122e-15 | 0.00037091 | 0.00037084 | 0.00037084 | #NAME? | 472 | 0 | 0.00013142 | 0.00013141 | 0.00013141 | 472 | #NAME?
473 | 7.8833 | 0 | 0.00065649 | 6.9259e-24 | 0 | 0.00065649 | 4.6036e-13 | 0 | 4.6036e-13 | 7.6727e-15 | 0.00037091 | 0.00037084 | 0.00037084 | #NAME? | 473 | 0 | 0.00013142 | 0.00013141 | 0.00013141 | 473 | #NAME?
474 | 7.9 | 0 | 0.00065649 | 6.2429e-24 | 0 | 0.00065649 | 4.1496e-13 | 0 | 4.1496e-13 | 6.9159e-15 | 0.00037091 | 0.00037084 | 0.00037084 | #NAME? | 474 | 0 | 0.00013142 | 0.00013141 | 0.00013141 | 474 | #NAME?
475 | 7.9167 | 0 | 0.00065649 | 5.6272e-24 | 0 | 0.00065649 | 3.7403e-13 | 0 | 3.7403e-13 | 6.2339e-15 | 0.00037091 | 0.00037084 | 0.00037084 | #NAME? | 475 | 0 | 0.00013142 | 0.00013141 | 0.00013141 | 475 | #NAME?
476 | 7.9333 | 0 | 0.00065649 | 5.0722e-24 | 0 | 0.00065649 | 3.3714e-13 | 0 | 3.3714e-13 | 5.6191e-15 | 0.00037091 | 0.00037084 | 0.00037084 | #NAME? | 476 | 0 | 0.00013142 | 0.00013141 | 0.00013141 | 476 | #NAME?
477 | 7.95 | 0 | 0.00065649 | 4.572e-24 | 0 | 0.00065649 | 3.0389e-13 | 0 | 3.0389e-13 | 5.0649e-15 | 0.00037091 | 0.00037084 | 0.00037084 | #NAME? | 477 | 0 | 0.00013142 | 0.00013141 | 0.00013141 | 477 | #NAME?
478 | 7.9667 | 0 | 0.00065649 | 4.121e-24 | 0 | 0.00065649 | 2.7392e-13 | 0 | 2.7392e-13 | 4.5654e-15 | 0.00037091 | 0.00037084 | 0.00037084 | #NAME? | 478 | 0 | 0.00013142 | 0.00013141 | 0.00013141 | 478 | #NAME?
479 | 7.9833 | 0 | 0.00065649 | 3.7146e-24 | 0 | 0.00065649 | 2.4691e-13 | 0 | 2.4691e-13 | 4.1151e-15 | 0.00037091 | 0.00037084 | 0.00037084 | #NAME? | 479 | 0 | 0.00013142 | 0.00013141 | 0.00013141 | 479 | #NAME?
480 | 8 | 0 | 0.00065649 | 3.3483e-24 | 0 | 0.00065649 | 2.2255e-13 | 0 | 2.2255e-13 | 3.7092e-15 | 0.00037091 | 0.00037084 | 0.00037084 | #NAME? | 480 | 0 | 0.00013142 | 0.00013141 | 0.00013141 | 480 | #NAME?

## TECERQ5
| Enter (hr) | Exit (hr) | Erq (quanta/hr)
Susc. Occ. A | 0 | 0.5 | --
Inf. Occ. t(0) | 0 | 0.5 | 0.1
Inf. Occ. #2 | 4 | 4.5 | 5
[12 empty] | risk Erq | [5 empty] | risk Erq
| I = | 1 |  |  | Yes | [6 empty] | probability | 1 |  |  |  |  | probability | 1
|  | Inf. Occ. t(0) | Inf. Occ. t(0) | Inf. Occ. t(0) | Inf. Occ. #2 | Inf. Occ #2 | Inf. Occ #2 | no | Total | Continuous Occupancy | [5 empty] | Susceptible Occupant A
time (min) | time (hr) | quanta/hr | quanta/m3 occ | quanta/m3 | quanta/hr | quanta/m3 occ | quanta/m3 | quanta/m3 | quanta/m3 | n(t)dt | Dq | PI | R | Occupancy | time (min) | n(t)dt | Dq | PI | R | time (min) | Occupancy
0.1 | 0.0016667 | 0.1 | 1.9552e-07 | 1.9552e-07 | 0 | 0 | 0 | 0 | 1.9552e-07 | [10 empty] | 0.1
1 | 0.016667 | 0.1 | 1.8668e-06 | 1.8668e-06 | 0 | 0 | 0 | 0 | 1.8668e-06 | 2.8002e-08 | 1.5121e-08 | 1.5121e-08 | 1.5121e-08 | #NAME? | 1 | 2.8002e-08 | 1.5121e-08 | 1.5121e-08 | 1.5121e-08 | 1 | #NAME?
2 | 0.033333 | 0.1 | 3.5495e-06 | 3.5495e-06 | 0 | 0 | 0 | 0 | 3.5495e-06 | 5.9159e-08 | 4.7067e-08 | 4.7067e-08 | 4.7067e-08 | #NAME? | 2 | 5.9159e-08 | 4.7067e-08 | 4.7067e-08 | 4.7067e-08 | 2 | #NAME?
3 | 0.05 | 0.1 | 5.0663e-06 | 5.0663e-06 | 0 | 0 | 0 | 0 | 5.0663e-06 | 8.4438e-08 | 9.2663e-08 | 9.2663e-08 | 9.2663e-08 | #NAME? | 3 | 8.4438e-08 | 9.2663e-08 | 9.2663e-08 | 9.2663e-08 | 3 | #NAME?
4 | 0.066667 | 0.1 | 6.4334e-06 | 6.4334e-06 | 0 | 0 | 0 | 0 | 6.4334e-06 | 1.0722e-07 | 1.5056e-07 | 1.5056e-07 | 1.5056e-07 | #NAME? | 4 | 1.0722e-07 | 1.5056e-07 | 1.5056e-07 | 1.5056e-07 | 4 | #NAME?
5 | 0.083333 | 0.1 | 7.6657e-06 | 7.6657e-06 | 0 | 0 | 0 | 0 | 7.6657e-06 | 1.2776e-07 | 2.1956e-07 | 2.1956e-07 | 2.1956e-07 | #NAME? | 5 | 1.2776e-07 | 2.1956e-07 | 2.1956e-07 | 2.1956e-07 | 5 | #NAME?
6 | 0.1 | 0.1 | 8.7765e-06 | 8.7765e-06 | 0 | 0 | 0 | 0 | 8.7765e-06 | 1.4628e-07 | 2.9854e-07 | 2.9854e-07 | 2.9854e-07 | #NAME? | 6 | 1.4628e-07 | 2.9854e-07 | 2.9854e-07 | 2.9854e-07 | 6 | #NAME?
7 | 0.11667 | 0.1 | 9.7778e-06 | 9.7778e-06 | 0 | 0 | 0 | 0 | 9.7778e-06 | 1.6296e-07 | 3.8654e-07 | 3.8654e-07 | 3.8654e-07 | #NAME? | 7 | 1.6296e-07 | 3.8654e-07 | 3.8654e-07 | 3.8654e-07 | 7 | #NAME?
8 | 0.13333 | 0.1 | 1.068e-05 | 1.068e-05 | 0 | 0 | 0 | 0 | 1.068e-05 | 1.78e-07 | 4.8267e-07 | 4.8267e-07 | 4.8267e-07 | #NAME? | 8 | 1.78e-07 | 4.8267e-07 | 4.8267e-07 | 4.8267e-07 | 8 | #NAME?
9 | 0.15 | 0.1 | 1.1494e-05 | 1.1494e-05 | 0 | 0 | 0 | 0 | 1.1494e-05 | 1.9156e-07 | 5.8611e-07 | 5.8611e-07 | 5.8611e-07 | #NAME? | 9 | 1.9156e-07 | 5.8611e-07 | 5.8611e-07 | 5.8611e-07 | 9 | #NAME?
10 | 0.16667 | 0.1 | 1.2227e-05 | 1.2227e-05 | 0 | 0 | 0 | 0 | 1.2227e-05 | 2.0378e-07 | 6.9615e-07 | 6.9615e-07 | 6.9615e-07 | #NAME? | 10 | 2.0378e-07 | 6.9615e-07 | 6.9615e-07 | 6.9615e-07 | 10 | #NAME?
11 | 0.18333 | 0.1 | 1.2888e-05 | 1.2888e-05 | 0 | 0 | 0 | 0 | 1.2888e-05 | 2.148e-07 | 8.1214e-07 | 8.1214e-07 | 8.1214e-07 | #NAME? | 11 | 2.148e-07 | 8.1214e-07 | 8.1214e-07 | 8.1214e-07 | 11 | #NAME?
12 | 0.2 | 0.1 | 1.3484e-05 | 1.3484e-05 | 0 | 0 | 0 | 0 | 1.3484e-05 | 2.2473e-07 | 9.335e-07 | 9.335e-07 | 9.335e-07 | #NAME? | 12 | 2.2473e-07 | 9.335e-07 | 9.335e-07 | 9.335e-07 | 12 | #NAME?
13 | 0.21667 | 0.1 | 1.4021e-05 | 1.4021e-05 | 0 | 0 | 0 | 0 | 1.4021e-05 | 2.3368e-07 | 1.0597e-06 | 1.0597e-06 | 1.0597e-06 | #NAME? | 13 | 2.3368e-07 | 1.0597e-06 | 1.0597e-06 | 1.0597e-06 | 13 | #NAME?
14 | 0.23333 | 0.1 | 1.4505e-05 | 1.4505e-05 | 0 | 0 | 0 | 0 | 1.4505e-05 | 2.4174e-07 | 1.1902e-06 | 1.1902e-06 | 1.1902e-06 | #NAME? | 14 | 2.4174e-07 | 1.1902e-06 | 1.1902e-06 | 1.1902e-06 | 14 | #NAME?
15 | 0.25 | 0.1 | 1.4941e-05 | 1.4941e-05 | 0 | 0 | 0 | 0 | 1.4941e-05 | 2.4902e-07 | 1.3247e-06 | 1.3247e-06 | 1.3247e-06 | #NAME? | 15 | 2.4902e-07 | 1.3247e-06 | 1.3247e-06 | 1.3247e-06 | 15 | #NAME?
16 | 0.26667 | 0.1 | 1.5334e-05 | 1.5334e-05 | 0 | 0 | 0 | 0 | 1.5334e-05 | 2.5557e-07 | 1.4627e-06 | 1.4627e-06 | 1.4627e-06 | #NAME? | 16 | 2.5557e-07 | 1.4627e-06 | 1.4627e-06 | 1.4627e-06 | 16 | #NAME?
17 | 0.28333 | 0.1 | 1.5689e-05 | 1.5689e-05 | 0 | 0 | 0 | 0 | 1.5689e-05 | 2.6148e-07 | 1.6039e-06 | 1.6039e-06 | 1.6039e-06 | #NAME? | 17 | 2.6148e-07 | 1.6039e-06 | 1.6039e-06 | 1.6039e-06 | 17 | #NAME?
18 | 0.3 | 0.1 | 1.6008e-05 | 1.6008e-05 | 0 | 0 | 0 | 0 | 1.6008e-05 | 2.668e-07 | 1.748e-06 | 1.748e-06 | 1.748e-06 | #NAME? | 18 | 2.668e-07 | 1.748e-06 | 1.748e-06 | 1.748e-06 | 18 | #NAME?
19 | 0.31667 | 0.1 | 1.6296e-05 | 1.6296e-05 | 0 | 0 | 0 | 0 | 1.6296e-05 | 2.716e-07 | 1.8946e-06 | 1.8946e-06 | 1.8946e-06 | #NAME? | 19 | 2.716e-07 | 1.8946e-06 | 1.8946e-06 | 1.8946e-06 | 19 | #NAME?
20 | 0.33333 | 0.1 | 1.6556e-05 | 1.6556e-05 | 0 | 0 | 0 | 0 | 1.6556e-05 | 2.7593e-07 | 2.0436e-06 | 2.0436e-06 | 2.0436e-06 | #NAME? | 20 | 2.7593e-07 | 2.0436e-06 | 2.0436e-06 | 2.0436e-06 | 20 | #NAME?
21 | 0.35 | 0.1 | 1.679e-05 | 1.679e-05 | 0 | 0 | 0 | 0 | 1.679e-05 | 2.7983e-07 | 2.1948e-06 | 2.1947e-06 | 2.1947e-06 | #NAME? | 21 | 2.7983e-07 | 2.1948e-06 | 2.1947e-06 | 2.1947e-06 | 21 | #NAME?
22 | 0.36667 | 0.1 | 1.7001e-05 | 1.7001e-05 | 0 | 0 | 0 | 0 | 1.7001e-05 | 2.8335e-07 | 2.3478e-06 | 2.3478e-06 | 2.3478e-06 | #NAME? | 22 | 2.8335e-07 | 2.3478e-06 | 2.3478e-06 | 2.3478e-06 | 22 | #NAME?
23 | 0.38333 | 0.1 | 1.7191e-05 | 1.7191e-05 | 0 | 0 | 0 | 0 | 1.7191e-05 | 2.8652e-07 | 2.5025e-06 | 2.5025e-06 | 2.5025e-06 | #NAME? | 23 | 2.8652e-07 | 2.5025e-06 | 2.5025e-06 | 2.5025e-06 | 23 | #NAME?
24 | 0.4 | 0.1 | 1.7362e-05 | 1.7362e-05 | 0 | 0 | 0 | 0 | 1.7362e-05 | 2.8937e-07 | 2.6587e-06 | 2.6587e-06 | 2.6587e-06 | #NAME? | 24 | 2.8937e-07 | 2.6587e-06 | 2.6587e-06 | 2.6587e-06 | 24 | #NAME?
25 | 0.41667 | 0.1 | 1.7517e-05 | 1.7517e-05 | 0 | 0 | 0 | 0 | 1.7517e-05 | 2.9195e-07 | 2.8164e-06 | 2.8164e-06 | 2.8164e-06 | #NAME? | 25 | 2.9195e-07 | 2.8164e-06 | 2.8164e-06 | 2.8164e-06 | 25 | #NAME?
26 | 0.43333 | 0.1 | 1.7656e-05 | 1.7656e-05 | 0 | 0 | 0 | 0 | 1.7656e-05 | 2.9427e-07 | 2.9753e-06 | 2.9753e-06 | 2.9753e-06 | #NAME? | 26 | 2.9427e-07 | 2.9753e-06 | 2.9753e-06 | 2.9753e-06 | 26 | #NAME?
27 | 0.45 | 0.1 | 1.7781e-05 | 1.7781e-05 | 0 | 0 | 0 | 0 | 1.7781e-05 | 2.9636e-07 | 3.1353e-06 | 3.1353e-06 | 3.1353e-06 | #NAME? | 27 | 2.9636e-07 | 3.1353e-06 | 3.1353e-06 | 3.1353e-06 | 27 | #NAME?
28 | 0.46667 | 0.1 | 1.7895e-05 | 1.7895e-05 | 0 | 0 | 0 | 0 | 1.7895e-05 | 2.9824e-07 | 3.2964e-06 | 3.2964e-06 | 3.2964e-06 | #NAME? | 28 | 2.9824e-07 | 3.2964e-06 | 3.2964e-06 | 3.2964e-06 | 28 | #NAME?
29 | 0.48333 | 0.1 | 1.7997e-05 | 1.7997e-05 | 0 | 0 | 0 | 0 | 1.7997e-05 | 2.9994e-07 | 3.4583e-06 | 3.4583e-06 | 3.4583e-06 | #NAME? | 29 | 2.9994e-07 | 3.4583e-06 | 3.4583e-06 | 3.4583e-06 | 29 | #NAME?
30 | 0.5 | 0.1 | 1.8088e-05 | 1.8088e-05 | 0 | 0 | 0 | 0 | 1.8088e-05 | 3.0147e-07 | 3.6211e-06 | 3.6211e-06 | 3.6211e-06 | #NAME? | 30 | 3.0147e-07 | 3.6211e-06 | 3.6211e-06 | 3.6211e-06 | 30 | #NAME?
31 | 0.51667 | 0 | 1.8088e-05 | 1.6305e-05 | 0 | 0 | 0 | 0 | 1.6305e-05 | 2.7174e-07 | 3.7679e-06 | 3.7679e-06 | 3.7679e-06 | #NAME? | 31 | 0 | 3.6211e-06 | 3.6211e-06 | 3.6211e-06 | 31 | #NAME?
32 | 0.53333 | 0 | 1.8088e-05 | 1.4696e-05 | 0 | 0 | 0 | 0 | 1.4696e-05 | 2.4494e-07 | 3.9002e-06 | 3.9001e-06 | 3.9001e-06 | #NAME? | 32 | 0 | 3.6211e-06 | 3.6211e-06 | 3.6211e-06 | 32 | #NAME?
33 | 0.55 | 0 | 1.8088e-05 | 1.3247e-05 | 0 | 0 | 0 | 0 | 1.3247e-05 | 2.2078e-07 | 4.0194e-06 | 4.0194e-06 | 4.0194e-06 | #NAME? | 33 | 0 | 3.6211e-06 | 3.6211e-06 | 3.6211e-06 | 33 | #NAME?
34 | 0.56667 | 0 | 1.8088e-05 | 1.1941e-05 | 0 | 0 | 0 | 0 | 1.1941e-05 | 1.9901e-07 | 4.1268e-06 | 4.1268e-06 | 4.1268e-06 | #NAME? | 34 | 0 | 3.6211e-06 | 3.6211e-06 | 3.6211e-06 | 34 | #NAME?
35 | 0.58333 | 0 | 1.8088e-05 | 1.0763e-05 | 0 | 0 | 0 | 0 | 1.0763e-05 | 1.7938e-07 | 4.2237e-06 | 4.2237e-06 | 4.2237e-06 | #NAME? | 35 | 0 | 3.6211e-06 | 3.6211e-06 | 3.6211e-06 | 35 | #NAME?
36 | 0.6 | 0 | 1.8088e-05 | 9.7014e-06 | 0 | 0 | 0 | 0 | 9.7014e-06 | 1.6169e-07 | 4.311e-06 | 4.311e-06 | 4.311e-06 | #NAME? | 36 | 0 | 3.6211e-06 | 3.6211e-06 | 3.6211e-06 | 36 | #NAME?
37 | 0.61667 | 0 | 1.8088e-05 | 8.7446e-06 | 0 | 0 | 0 | 0 | 8.7446e-06 | 1.4574e-07 | 4.3897e-06 | 4.3897e-06 | 4.3897e-06 | #NAME? | 37 | 0 | 3.6211e-06 | 3.6211e-06 | 3.6211e-06 | 37 | #NAME?
38 | 0.63333 | 0 | 1.8088e-05 | 7.8822e-06 | 0 | 0 | 0 | 0 | 7.8822e-06 | 1.3137e-07 | 4.4607e-06 | 4.4607e-06 | 4.4607e-06 | #NAME? | 38 | 0 | 3.6211e-06 | 3.6211e-06 | 3.6211e-06 | 38 | #NAME?
39 | 0.65 | 0 | 1.8088e-05 | 7.1048e-06 | 0 | 0 | 0 | 0 | 7.1048e-06 | 1.1841e-07 | 4.5246e-06 | 4.5246e-06 | 4.5246e-06 | #NAME? | 39 | 0 | 3.6211e-06 | 3.6211e-06 | 3.6211e-06 | 39 | #NAME?
40 | 0.66667 | 0 | 1.8088e-05 | 6.4041e-06 | 0 | 0 | 0 | 0 | 6.4041e-06 | 1.0674e-07 | 4.5822e-06 | 4.5822e-06 | 4.5822e-06 | #NAME? | 40 | 0 | 3.6211e-06 | 3.6211e-06 | 3.6211e-06 | 40 | #NAME?
41 | 0.68333 | 0 | 1.8088e-05 | 5.7725e-06 | 0 | 0 | 0 | 0 | 5.7725e-06 | 9.6209e-08 | 4.6342e-06 | 4.6342e-06 | 4.6342e-06 | #NAME? | 41 | 0 | 3.6211e-06 | 3.6211e-06 | 3.6211e-06 | 41 | #NAME?
42 | 0.7 | 0 | 1.8088e-05 | 5.2032e-06 | 0 | 0 | 0 | 0 | 5.2032e-06 | 8.672e-08 | 4.681e-06 | 4.681e-06 | 4.681e-06 | #NAME? | 42 | 0 | 3.6211e-06 | 3.6211e-06 | 3.6211e-06 | 42 | #NAME?
43 | 0.71667 | 0 | 1.8088e-05 | 4.69e-06 | 0 | 0 | 0 | 0 | 4.69e-06 | 7.8167e-08 | 4.7232e-06 | 4.7232e-06 | 4.7232e-06 | #NAME? | 43 | 0 | 3.6211e-06 | 3.6211e-06 | 3.6211e-06 | 43 | #NAME?
44 | 0.73333 | 0 | 1.8088e-05 | 4.2275e-06 | 0 | 0 | 0 | 0 | 4.2275e-06 | 7.0458e-08 | 4.7613e-06 | 4.7613e-06 | 4.7613e-06 | #NAME? | 44 | 0 | 3.6211e-06 | 3.6211e-06 | 3.6211e-06 | 44 | #NAME?
45 | 0.75 | 0 | 1.8088e-05 | 3.8106e-06 | 0 | 0 | 0 | 0 | 3.8106e-06 | 6.3509e-08 | 4.7956e-06 | 4.7956e-06 | 4.7956e-06 | #NAME? | 45 | 0 | 3.6211e-06 | 3.6211e-06 | 3.6211e-06 | 45 | #NAME?
46 | 0.76667 | 0 | 1.8088e-05 | 3.4347e-06 | 0 | 0 | 0 | 0 | 3.4347e-06 | 5.7246e-08 | 4.8265e-06 | 4.8265e-06 | 4.8265e-06 | #NAME? | 46 | 0 | 3.6211e-06 | 3.6211e-06 | 3.6211e-06 | 46 | #NAME?
47 | 0.78333 | 0 | 1.8088e-05 | 3.096e-06 | 0 | 0 | 0 | 0 | 3.096e-06 | 5.16e-08 | 4.8544e-06 | 4.8543e-06 | 4.8543e-06 | #NAME? | 47 | 0 | 3.6211e-06 | 3.6211e-06 | 3.6211e-06 | 47 | #NAME?
48 | 0.8 | 0 | 1.8088e-05 | 2.7907e-06 | 0 | 0 | 0 | 0 | 2.7907e-06 | 4.6511e-08 | 4.8795e-06 | 4.8795e-06 | 4.8795e-06 | #NAME? | 48 | 0 | 3.6211e-06 | 3.6211e-06 | 3.6211e-06 | 48 | #NAME?
49 | 0.81667 | 0 | 1.8088e-05 | 2.5154e-06 | 0 | 0 | 0 | 0 | 2.5154e-06 | 4.1924e-08 | 4.9021e-06 | 4.9021e-06 | 4.9021e-06 | #NAME? | 49 | 0 | 3.6211e-06 | 3.6211e-06 | 3.6211e-06 | 49 | #NAME?
50 | 0.83333 | 0 | 1.8088e-05 | 2.2673e-06 | 0 | 0 | 0 | 0 | 2.2673e-06 | 3.7789e-08 | 4.9225e-06 | 4.9225e-06 | 4.9225e-06 | #NAME? | 50 | 0 | 3.6211e-06 | 3.6211e-06 | 3.6211e-06 | 50 | #NAME?
51 | 0.85 | 0 | 1.8088e-05 | 2.0437e-06 | 0 | 0 | 0 | 0 | 2.0437e-06 | 3.4062e-08 | 4.9409e-06 | 4.9409e-06 | 4.9409e-06 | #NAME? | 51 | 0 | 3.6211e-06 | 3.6211e-06 | 3.6211e-06 | 51 | #NAME?
52 | 0.86667 | 0 | 1.8088e-05 | 1.8422e-06 | 0 | 0 | 0 | 0 | 1.8422e-06 | 3.0703e-08 | 4.9575e-06 | 4.9575e-06 | 4.9575e-06 | #NAME? | 52 | 0 | 3.6211e-06 | 3.6211e-06 | 3.6211e-06 | 52 | #NAME?
53 | 0.88333 | 0 | 1.8088e-05 | 1.6605e-06 | 0 | 0 | 0 | 0 | 1.6605e-06 | 2.7675e-08 | 4.9724e-06 | 4.9724e-06 | 4.9724e-06 | #NAME? | 53 | 0 | 3.6211e-06 | 3.6211e-06 | 3.6211e-06 | 53 | #NAME?
54 | 0.9 | 0 | 1.8088e-05 | 1.4967e-06 | 0 | 0 | 0 | 0 | 1.4967e-06 | 2.4945e-08 | 4.9859e-06 | 4.9859e-06 | 4.9859e-06 | #NAME? | 54 | 0 | 3.6211e-06 | 3.6211e-06 | 3.6211e-06 | 54 | #NAME?
55 | 0.91667 | 0 | 1.8088e-05 | 1.3491e-06 | 0 | 0 | 0 | 0 | 1.3491e-06 | 2.2485e-08 | 4.998e-06 | 4.998e-06 | 4.998e-06 | #NAME? | 55 | 0 | 3.6211e-06 | 3.6211e-06 | 3.6211e-06 | 55 | #NAME?
56 | 0.93333 | 0 | 1.8088e-05 | 1.2161e-06 | 0 | 0 | 0 | 0 | 1.2161e-06 | 2.0268e-08 | 5.009e-06 | 5.009e-06 | 5.009e-06 | #NAME? | 56 | 0 | 3.6211e-06 | 3.6211e-06 | 3.6211e-06 | 56 | #NAME?
57 | 0.95 | 0 | 1.8088e-05 | 1.0961e-06 | 0 | 0 | 0 | 0 | 1.0961e-06 | 1.8269e-08 | 5.0189e-06 | 5.0188e-06 | 5.0188e-06 | #NAME? | 57 | 0 | 3.6211e-06 | 3.6211e-06 | 3.6211e-06 | 57 | #NAME?
58 | 0.96667 | 0 | 1.8088e-05 | 9.8801e-07 | 0 | 0 | 0 | 0 | 9.8801e-07 | 1.6467e-08 | 5.0277e-06 | 5.0277e-06 | 5.0277e-06 | #NAME? | 58 | 0 | 3.6211e-06 | 3.6211e-06 | 3.6211e-06 | 58 | #NAME?
59 | 0.98333 | 0 | 1.8088e-05 | 8.9057e-07 | 0 | 0 | 0 | 0 | 8.9057e-07 | 1.4843e-08 | 5.0358e-06 | 5.0357e-06 | 5.0357e-06 | #NAME? | 59 | 0 | 3.6211e-06 | 3.6211e-06 | 3.6211e-06 | 59 | #NAME?
60 | 1 | 0 | 1.8088e-05 | 8.0274e-07 | 0 | 0 | 0 | 0 | 8.0274e-07 | 1.3379e-08 | 5.043e-06 | 5.043e-06 | 5.043e-06 | #NAME? | 60 | 0 | 3.6211e-06 | 3.6211e-06 | 3.6211e-06 | 60 | #NAME?
61 | 1.0167 | 0 | 1.8088e-05 | 7.2357e-07 | 0 | 0 | 0 | 0 | 7.2357e-07 | 1.2059e-08 | 5.0495e-06 | 5.0495e-06 | 5.0495e-06 | #NAME? | 61 | 0 | 3.6211e-06 | 3.6211e-06 | 3.6211e-06 | 61 | #NAME?
62 | 1.0333 | 0 | 1.8088e-05 | 6.5221e-07 | 0 | 0 | 0 | 0 | 6.5221e-07 | 1.087e-08 | 5.0554e-06 | 5.0554e-06 | 5.0554e-06 | #NAME? | 62 | 0 | 3.6211e-06 | 3.6211e-06 | 3.6211e-06 | 62 | #NAME?
63 | 1.05 | 0 | 1.8088e-05 | 5.8788e-07 | 0 | 0 | 0 | 0 | 5.8788e-07 | 9.7981e-09 | 5.0607e-06 | 5.0606e-06 | 5.0606e-06 | #NAME? | 63 | 0 | 3.6211e-06 | 3.6211e-06 | 3.6211e-06 | 63 | #NAME?
64 | 1.0667 | 0 | 1.8088e-05 | 5.299e-07 | 0 | 0 | 0 | 0 | 5.299e-07 | 8.8317e-09 | 5.0654e-06 | 5.0654e-06 | 5.0654e-06 | #NAME? | 64 | 0 | 3.6211e-06 | 3.6211e-06 | 3.6211e-06 | 64 | #NAME?
65 | 1.0833 | 0 | 1.8088e-05 | 4.7764e-07 | 0 | 0 | 0 | 0 | 4.7764e-07 | 7.9607e-09 | 5.0697e-06 | 5.0697e-06 | 5.0697e-06 | #NAME? | 65 | 0 | 3.6211e-06 | 3.6211e-06 | 3.6211e-06 | 65 | #NAME?
66 | 1.1 | 0 | 1.8088e-05 | 4.3054e-07 | 0 | 0 | 0 | 0 | 4.3054e-07 | 7.1756e-09 | 5.0736e-06 | 5.0736e-06 | 5.0736e-06 | #NAME? | 66 | 0 | 3.6211e-06 | 3.6211e-06 | 3.6211e-06 | 66 | #NAME?
67 | 1.1167 | 0 | 1.8088e-05 | 3.8807e-07 | 0 | 0 | 0 | 0 | 3.8807e-07 | 6.4679e-09 | 5.0771e-06 | 5.0771e-06 | 5.0771e-06 | #NAME? | 67 | 0 | 3.6211e-06 | 3.6211e-06 | 3.6211e-06 | 67 | #NAME?
68 | 1.1333 | 0 | 1.8088e-05 | 3.498e-07 | 0 | 0 | 0 | 0 | 3.498e-07 | 5.83e-09 | 5.0802e-06 | 5.0802e-06 | 5.0802e-06 | #NAME? | 68 | 0 | 3.6211e-06 | 3.6211e-06 | 3.6211e-06 | 68 | #NAME?
69 | 1.15 | 0 | 1.8088e-05 | 3.153e-07 | 0 | 0 | 0 | 0 | 3.153e-07 | 5.255e-09 | 5.0831e-06 | 5.0831e-06 | 5.0831e-06 | #NAME? | 69 | 0 | 3.6211e-06 | 3.6211e-06 | 3.6211e-06 | 69 | #NAME?
70 | 1.1667 | 0 | 1.8088e-05 | 2.8421e-07 | 0 | 0 | 0 | 0 | 2.8421e-07 | 4.7368e-09 | 5.0856e-06 | 5.0856e-06 | 5.0856e-06 | #NAME? | 70 | 0 | 3.6211e-06 | 3.6211e-06 | 3.6211e-06 | 70 | #NAME?
71 | 1.1833 | 0 | 1.8088e-05 | 2.5618e-07 | 0 | 0 | 0 | 0 | 2.5618e-07 | 4.2696e-09 | 5.0879e-06 | 5.0879e-06 | 5.0879e-06 | #NAME? | 71 | 0 | 3.6211e-06 | 3.6211e-06 | 3.6211e-06 | 71 | #NAME?
72 | 1.2 | 0 | 1.8088e-05 | 2.3091e-07 | 0 | 0 | 0 | 0 | 2.3091e-07 | 3.8485e-09 | 5.09e-06 | 5.09e-06 | 5.09e-06 | #NAME? | 72 | 0 | 3.6211e-06 | 3.6211e-06 | 3.6211e-06 | 72 | #NAME?
73 | 1.2167 | 0 | 1.8088e-05 | 2.0814e-07 | 0 | 0 | 0 | 0 | 2.0814e-07 | 3.469e-09 | 5.0919e-06 | 5.0919e-06 | 5.0919e-06 | #NAME? | 73 | 0 | 3.6211e-06 | 3.6211e-06 | 3.6211e-06 | 73 | #NAME?
74 | 1.2333 | 0 | 1.8088e-05 | 1.8761e-07 | 0 | 0 | 0 | 0 | 1.8761e-07 | 3.1268e-09 | 5.0936e-06 | 5.0936e-06 | 5.0936e-06 | #NAME? | 74 | 0 | 3.6211e-06 | 3.6211e-06 | 3.6211e-06 | 74 | #NAME?
75 | 1.25 | 0 | 1.8088e-05 | 1.6911e-07 | 0 | 0 | 0 | 0 | 1.6911e-07 | 2.8184e-09 | 5.0951e-06 | 5.0951e-06 | 5.0951e-06 | #NAME? | 75 | 0 | 3.6211e-06 | 3.6211e-06 | 3.6211e-06 | 75 | #NAME?
76 | 1.2667 | 0 | 1.8088e-05 | 1.5243e-07 | 0 | 0 | 0 | 0 | 1.5243e-07 | 2.5405e-09 | 5.0965e-06 | 5.0965e-06 | 5.0965e-06 | #NAME? | 76 | 0 | 3.6211e-06 | 3.6211e-06 | 3.6211e-06 | 76 | #NAME?
77 | 1.2833 | 0 | 1.8088e-05 | 1.374e-07 | 0 | 0 | 0 | 0 | 1.374e-07 | 2.2899e-09 | 5.0977e-06 | 5.0977e-06 | 5.0977e-06 | #NAME? | 77 | 0 | 3.6211e-06 | 3.6211e-06 | 3.6211e-06 | 77 | #NAME?
78 | 1.3 | 0 | 1.8088e-05 | 1.2384e-07 | 0 | 0 | 0 | 0 | 1.2384e-07 | 2.0641e-09 | 5.0988e-06 | 5.0988e-06 | 5.0988e-06 | #NAME? | 78 | 0 | 3.6211e-06 | 3.6211e-06 | 3.6211e-06 | 78 | #NAME?
79 | 1.3167 | 0 | 1.8088e-05 | 1.1163e-07 | 0 | 0 | 0 | 0 | 1.1163e-07 | 1.8605e-09 | 5.0998e-06 | 5.0998e-06 | 5.0998e-06 | #NAME? | 79 | 0 | 3.6211e-06 | 3.6211e-06 | 3.6211e-06 | 79 | #NAME?
80 | 1.3333 | 0 | 1.8088e-05 | 1.0062e-07 | 0 | 0 | 0 | 0 | 1.0062e-07 | 1.677e-09 | 5.1007e-06 | 5.1007e-06 | 5.1007e-06 | #NAME? | 80 | 0 | 3.6211e-06 | 3.6211e-06 | 3.6211e-06 | 80 | #NAME?
81 | 1.35 | 0 | 1.8088e-05 | 9.0698e-08 | 0 | 0 | 0 | 0 | 9.0698e-08 | 1.5116e-09 | 5.1016e-06 | 5.1015e-06 | 5.1015e-06 | #NAME? | 81 | 0 | 3.6211e-06 | 3.6211e-06 | 3.6211e-06 | 81 | #NAME?
82 | 1.3667 | 0 | 1.8088e-05 | 8.1753e-08 | 0 | 0 | 0 | 0 | 8.1753e-08 | 1.3625e-09 | 5.1023e-06 | 5.1023e-06 | 5.1023e-06 | #NAME? | 82 | 0 | 3.6211e-06 | 3.6211e-06 | 3.6211e-06 | 82 | #NAME?
83 | 1.3833 | 0 | 1.8088e-05 | 7.369e-08 | 0 | 0 | 0 | 0 | 7.369e-08 | 1.2282e-09 | 5.103e-06 | 5.1029e-06 | 5.1029e-06 | #NAME? | 83 | 0 | 3.6211e-06 | 3.6211e-06 | 3.6211e-06 | 83 | #NAME?
84 | 1.4 | 0 | 1.8088e-05 | 6.6422e-08 | 0 | 0 | 0 | 0 | 6.6422e-08 | 1.107e-09 | 5.1036e-06 | 5.1035e-06 | 5.1035e-06 | #NAME? | 84 | 0 | 3.6211e-06 | 3.6211e-06 | 3.6211e-06 | 84 | #NAME?
85 | 1.4167 | 0 | 1.8088e-05 | 5.9871e-08 | 0 | 0 | 0 | 0 | 5.9871e-08 | 9.9785e-10 | 5.1041e-06 | 5.1041e-06 | 5.1041e-06 | #NAME? | 85 | 0 | 3.6211e-06 | 3.6211e-06 | 3.6211e-06 | 85 | #NAME?
86 | 1.4333 | 0 | 1.8088e-05 | 5.3967e-08 | 0 | 0 | 0 | 0 | 5.3967e-08 | 8.9944e-10 | 5.1046e-06 | 5.1046e-06 | 5.1046e-06 | #NAME? | 86 | 0 | 3.6211e-06 | 3.6211e-06 | 3.6211e-06 | 86 | #NAME?
87 | 1.45 | 0 | 1.8088e-05 | 4.8644e-08 | 0 | 0 | 0 | 0 | 4.8644e-08 | 8.1073e-10 | 5.105e-06 | 5.105e-06 | 5.105e-06 | #NAME? | 87 | 0 | 3.6211e-06 | 3.6211e-06 | 3.6211e-06 | 87 | #NAME?
88 | 1.4667 | 0 | 1.8088e-05 | 4.3847e-08 | 0 | 0 | 0 | 0 | 4.3847e-08 | 7.3078e-10 | 5.1054e-06 | 5.1054e-06 | 5.1054e-06 | #NAME? | 88 | 0 | 3.6211e-06 | 3.6211e-06 | 3.6211e-06 | 88 | #NAME?
89 | 1.4833 | 0 | 1.8088e-05 | 3.9522e-08 | 0 | 0 | 0 | 0 | 3.9522e-08 | 6.587e-10 | 5.1058e-06 | 5.1057e-06 | 5.1057e-06 | #NAME? | 89 | 0 | 3.6211e-06 | 3.6211e-06 | 3.6211e-06 | 89 | #NAME?
90 | 1.5 | 0 | 1.8088e-05 | 3.5624e-08 | 0 | 0 | 0 | 0 | 3.5624e-08 | 5.9374e-10 | 5.1061e-06 | 5.1061e-06 | 5.1061e-06 | #NAME? | 90 | 0 | 3.6211e-06 | 3.6211e-06 | 3.6211e-06 | 90 | #NAME?
91 | 1.5167 | 0 | 1.8088e-05 | 3.2111e-08 | 0 | 0 | 0 | 0 | 3.2111e-08 | 5.3518e-10 | 5.1064e-06 | 5.1064e-06 | 5.1064e-06 | #NAME? | 91 | 0 | 3.6211e-06 | 3.6211e-06 | 3.6211e-06 | 91 | #NAME?
92 | 1.5333 | 0 | 1.8088e-05 | 2.8944e-08 | 0 | 0 | 0 | 0 | 2.8944e-08 | 4.824e-10 | 5.1066e-06 | 5.1066e-06 | 5.1066e-06 | #NAME? | 92 | 0 | 3.6211e-06 | 3.6211e-06 | 3.6211e-06 | 92 | #NAME?
93 | 1.55 | 0 | 1.8088e-05 | 2.6089e-08 | 0 | 0 | 0 | 0 | 2.6089e-08 | 4.3482e-10 | 5.1069e-06 | 5.1069e-06 | 5.1069e-06 | #NAME? | 93 | 0 | 3.6211e-06 | 3.6211e-06 | 3.6211e-06 | 93 | #NAME?
94 | 1.5667 | 0 | 1.8088e-05 | 2.3516e-08 | 0 | 0 | 0 | 0 | 2.3516e-08 | 3.9194e-10 | 5.1071e-06 | 5.1071e-06 | 5.1071e-06 | #NAME? | 94 | 0 | 3.6211e-06 | 3.6211e-06 | 3.6211e-06 | 94 | #NAME?
95 | 1.5833 | 0 | 1.8088e-05 | 2.1197e-08 | 0 | 0 | 0 | 0 | 2.1197e-08 | 3.5328e-10 | 5.1073e-06 | 5.1073e-06 | 5.1073e-06 | #NAME? | 95 | 0 | 3.6211e-06 | 3.6211e-06 | 3.6211e-06 | 95 | #NAME?
96 | 1.6 | 0 | 1.8088e-05 | 1.9107e-08 | 0 | 0 | 0 | 0 | 1.9107e-08 | 3.1844e-10 | 5.1074e-06 | 5.1074e-06 | 5.1074e-06 | #NAME? | 96 | 0 | 3.6211e-06 | 3.6211e-06 | 3.6211e-06 | 96 | #NAME?
97 | 1.6167 | 0 | 1.8088e-05 | 1.7222e-08 | 0 | 0 | 0 | 0 | 1.7222e-08 | 2.8704e-10 | 5.1076e-06 | 5.1076e-06 | 5.1076e-06 | #NAME? | 97 | 0 | 3.6211e-06 | 3.6211e-06 | 3.6211e-06 | 97 | #NAME?
98 | 1.6333 | 0 | 1.8088e-05 | 1.5524e-08 | 0 | 0 | 0 | 0 | 1.5524e-08 | 2.5873e-10 | 5.1077e-06 | 5.1077e-06 | 5.1077e-06 | #NAME? | 98 | 0 | 3.6211e-06 | 3.6211e-06 | 3.6211e-06 | 98 | #NAME?
99 | 1.65 | 0 | 1.8088e-05 | 1.3993e-08 | 0 | 0 | 0 | 0 | 1.3993e-08 | 2.3321e-10 | 5.1079e-06 | 5.1078e-06 | 5.1078e-06 | #NAME? | 99 | 0 | 3.6211e-06 | 3.6211e-06 | 3.6211e-06 | 99 | #NAME?
100 | 1.6667 | 0 | 1.8088e-05 | 1.2613e-08 | 0 | 0 | 0 | 0 | 1.2613e-08 | 2.1021e-10 | 5.108e-06 | 5.108e-06 | 5.108e-06 | #NAME? | 100 | 0 | 3.6211e-06 | 3.6211e-06 | 3.6211e-06 | 100 | #NAME?
101 | 1.6833 | 0 | 1.8088e-05 | 1.1369e-08 | 0 | 0 | 0 | 0 | 1.1369e-08 | 1.8948e-10 | 5.1081e-06 | 5.1081e-06 | 5.1081e-06 | #NAME? | 101 | 0 | 3.6211e-06 | 3.6211e-06 | 3.6211e-06 | 101 | #NAME?
102 | 1.7 | 0 | 1.8088e-05 | 1.0247e-08 | 0 | 0 | 0 | 0 | 1.0247e-08 | 1.7079e-10 | 5.1082e-06 | 5.1082e-06 | 5.1082e-06 | #NAME? | 102 | 0 | 3.6211e-06 | 3.6211e-06 | 3.6211e-06 | 102 | #NAME?
103 | 1.7167 | 0 | 1.8088e-05 | 9.2368e-09 | 0 | 0 | 0 | 0 | 9.2368e-09 | 1.5395e-10 | 5.1083e-06 | 5.1082e-06 | 5.1082e-06 | #NAME? | 103 | 0 | 3.6211e-06 | 3.6211e-06 | 3.6211e-06 | 103 | #NAME?
104 | 1.7333 | 0 | 1.8088e-05 | 8.3258e-09 | 0 | 0 | 0 | 0 | 8.3258e-09 | 1.3876e-10 | 5.1083e-06 | 5.1083e-06 | 5.1083e-06 | #NAME? | 104 | 0 | 3.6211e-06 | 3.6211e-06 | 3.6211e-06 | 104 | #NAME?
105 | 1.75 | 0 | 1.8088e-05 | 7.5047e-09 | 0 | 0 | 0 | 0 | 7.5047e-09 | 1.2508e-10 | 5.1084e-06 | 5.1084e-06 | 5.1084e-06 | #NAME? | 105 | 0 | 3.6211e-06 | 3.6211e-06 | 3.6211e-06 | 105 | #NAME?
106 | 1.7667 | 0 | 1.8088e-05 | 6.7646e-09 | 0 | 0 | 0 | 0 | 6.7646e-09 | 1.1274e-10 | 5.1085e-06 | 5.1084e-06 | 5.1084e-06 | #NAME? | 106 | 0 | 3.6211e-06 | 3.6211e-06 | 3.6211e-06 | 106 | #NAME?
107 | 1.7833 | 0 | 1.8088e-05 | 6.0974e-09 | 0 | 0 | 0 | 0 | 6.0974e-09 | 1.0162e-10 | 5.1085e-06 | 5.1085e-06 | 5.1085e-06 | #NAME? | 107 | 0 | 3.6211e-06 | 3.6211e-06 | 3.6211e-06 | 107 | #NAME?
108 | 1.8 | 0 | 1.8088e-05 | 5.4961e-09 | 0 | 0 | 0 | 0 | 5.4961e-09 | 9.1601e-11 | 5.1086e-06 | 5.1085e-06 | 5.1085e-06 | #NAME? | 108 | 0 | 3.6211e-06 | 3.6211e-06 | 3.6211e-06 | 108 | #NAME?
109 | 1.8167 | 0 | 1.8088e-05 | 4.954e-09 | 0 | 0 | 0 | 0 | 4.954e-09 | 8.2567e-11 | 5.1086e-06 | 5.1086e-06 | 5.1086e-06 | #NAME? | 109 | 0 | 3.6211e-06 | 3.6211e-06 | 3.6211e-06 | 109 | #NAME?
110 | 1.8333 | 0 | 1.8088e-05 | 4.4654e-09 | 0 | 0 | 0 | 0 | 4.4654e-09 | 7.4424e-11 | 5.1086e-06 | 5.1086e-06 | 5.1086e-06 | #NAME? | 110 | 0 | 3.6211e-06 | 3.6211e-06 | 3.6211e-06 | 110 | #NAME?
111 | 1.85 | 0 | 1.8088e-05 | 4.025e-09 | 0 | 0 | 0 | 0 | 4.025e-09 | 6.7084e-11 | 5.1087e-06 | 5.1087e-06 | 5.1087e-06 | #NAME? | 111 | 0 | 3.6211e-06 | 3.6211e-06 | 3.6211e-06 | 111 | #NAME?
112 | 1.8667 | 0 | 1.8088e-05 | 3.6281e-09 | 0 | 0 | 0 | 0 | 3.6281e-09 | 6.0468e-11 | 5.1087e-06 | 5.1087e-06 | 5.1087e-06 | #NAME? | 112 | 0 | 3.6211e-06 | 3.6211e-06 | 3.6211e-06 | 112 | #NAME?
113 | 1.8833 | 0 | 1.8088e-05 | 3.2702e-09 | 0 | 0 | 0 | 0 | 3.2702e-09 | 5.4504e-11 | 5.1087e-06 | 5.1087e-06 | 5.1087e-06 | #NAME? | 113 | 0 | 3.6211e-06 | 3.6211e-06 | 3.6211e-06 | 113 | #NAME?
114 | 1.9 | 0 | 1.8088e-05 | 2.9477e-09 | 0 | 0 | 0 | 0 | 2.9477e-09 | 4.9129e-11 | 5.1088e-06 | 5.1088e-06 | 5.1088e-06 | #NAME? | 114 | 0 | 3.6211e-06 | 3.6211e-06 | 3.6211e-06 | 114 | #NAME?
115 | 1.9167 | 0 | 1.8088e-05 | 2.657e-09 | 0 | 0 | 0 | 0 | 2.657e-09 | 4.4283e-11 | 5.1088e-06 | 5.1088e-06 | 5.1088e-06 | #NAME? | 115 | 0 | 3.6211e-06 | 3.6211e-06 | 3.6211e-06 | 115 | #NAME?
116 | 1.9333 | 0 | 1.8088e-05 | 2.395e-09 | 0 | 0 | 0 | 0 | 2.395e-09 | 3.9916e-11 | 5.1088e-06 | 5.1088e-06 | 5.1088e-06 | #NAME? | 116 | 0 | 3.6211e-06 | 3.6211e-06 | 3.6211e-06 | 116 | #NAME?
117 | 1.95 | 0 | 1.8088e-05 | 2.1588e-09 | 0 | 0 | 0 | 0 | 2.1588e-09 | 3.5979e-11 | 5.1088e-06 | 5.1088e-06 | 5.1088e-06 | #NAME? | 117 | 0 | 3.6211e-06 | 3.6211e-06 | 3.6211e-06 | 117 | #NAME?
118 | 1.9667 | 0 | 1.8088e-05 | 1.9458e-09 | 0 | 0 | 0 | 0 | 1.9458e-09 | 3.2431e-11 | 5.1089e-06 | 5.1088e-06 | 5.1088e-06 | #NAME? | 118 | 0 | 3.6211e-06 | 3.6211e-06 | 3.6211e-06 | 118 | #NAME?
119 | 1.9833 | 0 | 1.8088e-05 | 1.7539e-09 | 0 | 0 | 0 | 0 | 1.7539e-09 | 2.9232e-11 | 5.1089e-06 | 5.1089e-06 | 5.1089e-06 | #NAME? | 119 | 0 | 3.6211e-06 | 3.6211e-06 | 3.6211e-06 | 119 | #NAME?
120 | 2 | 0 | 1.8088e-05 | 1.581e-09 | 0 | 0 | 0 | 0 | 1.581e-09 | 2.6349e-11 | 5.1089e-06 | 5.1089e-06 | 5.1089e-06 | #NAME? | 120 | 0 | 3.6211e-06 | 3.6211e-06 | 3.6211e-06 | 120 | #NAME?
121 | 2.0167 | 0 | 1.8088e-05 | 1.425e-09 | 0 | 0 | 0 | 0 | 1.425e-09 | 2.3751e-11 | 5.1089e-06 | 5.1089e-06 | 5.1089e-06 | #NAME? | 121 | 0 | 3.6211e-06 | 3.6211e-06 | 3.6211e-06 | 121 | #NAME?
122 | 2.0333 | 0 | 1.8088e-05 | 1.2845e-09 | 0 | 0 | 0 | 0 | 1.2845e-09 | 2.1408e-11 | 5.1089e-06 | 5.1089e-06 | 5.1089e-06 | #NAME? | 122 | 0 | 3.6211e-06 | 3.6211e-06 | 3.6211e-06 | 122 | #NAME?
123 | 2.05 | 0 | 1.8088e-05 | 1.1578e-09 | 0 | 0 | 0 | 0 | 1.1578e-09 | 1.9297e-11 | 5.1089e-06 | 5.1089e-06 | 5.1089e-06 | #NAME? | 123 | 0 | 3.6211e-06 | 3.6211e-06 | 3.6211e-06 | 123 | #NAME?
124 | 2.0667 | 0 | 1.8088e-05 | 1.0436e-09 | 0 | 0 | 0 | 0 | 1.0436e-09 | 1.7394e-11 | 5.1089e-06 | 5.1089e-06 | 5.1089e-06 | #NAME? | 124 | 0 | 3.6211e-06 | 3.6211e-06 | 3.6211e-06 | 124 | #NAME?
125 | 2.0833 | 0 | 1.8088e-05 | 9.407e-10 | 0 | 0 | 0 | 0 | 9.407e-10 | 1.5678e-11 | 5.1089e-06 | 5.1089e-06 | 5.1089e-06 | #NAME? | 125 | 0 | 3.6211e-06 | 3.6211e-06 | 3.6211e-06 | 125 | #NAME?
126 | 2.1 | 0 | 1.8088e-05 | 8.4792e-10 | 0 | 0 | 0 | 0 | 8.4792e-10 | 1.4132e-11 | 5.1089e-06 | 5.1089e-06 | 5.1089e-06 | #NAME? | 126 | 0 | 3.6211e-06 | 3.6211e-06 | 3.6211e-06 | 126 | #NAME?
127 | 2.1167 | 0 | 1.8088e-05 | 7.6429e-10 | 0 | 0 | 0 | 0 | 7.6429e-10 | 1.2738e-11 | 5.109e-06 | 5.1089e-06 | 5.1089e-06 | #NAME? | 127 | 0 | 3.6211e-06 | 3.6211e-06 | 3.6211e-06 | 127 | #NAME?
128 | 2.1333 | 0 | 1.8088e-05 | 6.8892e-10 | 0 | 0 | 0 | 0 | 6.8892e-10 | 1.1482e-11 | 5.109e-06 | 5.1089e-06 | 5.1089e-06 | #NAME? | 128 | 0 | 3.6211e-06 | 3.6211e-06 | 3.6211e-06 | 128 | #NAME?
129 | 2.15 | 0 | 1.8088e-05 | 6.2097e-10 | 0 | 0 | 0 | 0 | 6.2097e-10 | 1.035e-11 | 5.109e-06 | 5.1089e-06 | 5.1089e-06 | #NAME? | 129 | 0 | 3.6211e-06 | 3.6211e-06 | 3.6211e-06 | 129 | #NAME?
130 | 2.1667 | 0 | 1.8088e-05 | 5.5973e-10 | 0 | 0 | 0 | 0 | 5.5973e-10 | 9.3288e-12 | 5.109e-06 | 5.109e-06 | 5.109e-06 | #NAME? | 130 | 0 | 3.6211e-06 | 3.6211e-06 | 3.6211e-06 | 130 | #NAME?
131 | 2.1833 | 0 | 1.8088e-05 | 5.0453e-10 | 0 | 0 | 0 | 0 | 5.0453e-10 | 8.4088e-12 | 5.109e-06 | 5.109e-06 | 5.109e-06 | #NAME? | 131 | 0 | 3.6211e-06 | 3.6211e-06 | 3.6211e-06 | 131 | #NAME?
132 | 2.2 | 0 | 1.8088e-05 | 4.5477e-10 | 0 | 0 | 0 | 0 | 4.5477e-10 | 7.5795e-12 | 5.109e-06 | 5.109e-06 | 5.109e-06 | #NAME? | 132 | 0 | 3.6211e-06 | 3.6211e-06 | 3.6211e-06 | 132 | #NAME?
133 | 2.2167 | 0 | 1.8088e-05 | 4.0992e-10 | 0 | 0 | 0 | 0 | 4.0992e-10 | 6.8319e-12 | 5.109e-06 | 5.109e-06 | 5.109e-06 | #NAME? | 133 | 0 | 3.6211e-06 | 3.6211e-06 | 3.6211e-06 | 133 | #NAME?
134 | 2.2333 | 0 | 1.8088e-05 | 3.6949e-10 | 0 | 0 | 0 | 0 | 3.6949e-10 | 6.1581e-12 | 5.109e-06 | 5.109e-06 | 5.109e-06 | #NAME? | 134 | 0 | 3.6211e-06 | 3.6211e-06 | 3.6211e-06 | 134 | #NAME?
135 | 2.25 | 0 | 1.8088e-05 | 3.3305e-10 | 0 | 0 | 0 | 0 | 3.3305e-10 | 5.5508e-12 | 5.109e-06 | 5.109e-06 | 5.109e-06 | #NAME? | 135 | 0 | 3.6211e-06 | 3.6211e-06 | 3.6211e-06 | 135 | #NAME?
136 | 2.2667 | 0 | 1.8088e-05 | 3.002e-10 | 0 | 0 | 0 | 0 | 3.002e-10 | 5.0034e-12 | 5.109e-06 | 5.109e-06 | 5.109e-06 | #NAME? | 136 | 0 | 3.6211e-06 | 3.6211e-06 | 3.6211e-06 | 136 | #NAME?
137 | 2.2833 | 0 | 1.8088e-05 | 2.7059e-10 | 0 | 0 | 0 | 0 | 2.7059e-10 | 4.5099e-12 | 5.109e-06 | 5.109e-06 | 5.109e-06 | #NAME? | 137 | 0 | 3.6211e-06 | 3.6211e-06 | 3.6211e-06 | 137 | #NAME?
138 | 2.3 | 0 | 1.8088e-05 | 2.4391e-10 | 0 | 0 | 0 | 0 | 2.4391e-10 | 4.0651e-12 | 5.109e-06 | 5.109e-06 | 5.109e-06 | #NAME? | 138 | 0 | 3.6211e-06 | 3.6211e-06 | 3.6211e-06 | 138 | #NAME?
139 | 2.3167 | 0 | 1.8088e-05 | 2.1985e-10 | 0 | 0 | 0 | 0 | 2.1985e-10 | 3.6642e-12 | 5.109e-06 | 5.109e-06 | 5.109e-06 | #NAME? | 139 | 0 | 3.6211e-06 | 3.6211e-06 | 3.6211e-06 | 139 | #NAME?
140 | 2.3333 | 0 | 1.8088e-05 | 1.9817e-10 | 0 | 0 | 0 | 0 | 1.9817e-10 | 3.3028e-12 | 5.109e-06 | 5.109e-06 | 5.109e-06 | #NAME? | 140 | 0 | 3.6211e-06 | 3.6211e-06 | 3.6211e-06 | 140 | #NAME?
141 | 2.35 | 0 | 1.8088e-05 | 1.7862e-10 | 0 | 0 | 0 | 0 | 1.7862e-10 | 2.9771e-12 | 5.109e-06 | 5.109e-06 | 5.109e-06 | #NAME? | 141 | 0 | 3.6211e-06 | 3.6211e-06 | 3.6211e-06 | 141 | #NAME?
142 | 2.3667 | 0 | 1.8088e-05 | 1.6101e-10 | 0 | 0 | 0 | 0 | 1.6101e-10 | 2.6835e-12 | 5.109e-06 | 5.109e-06 | 5.109e-06 | #NAME? | 142 | 0 | 3.6211e-06 | 3.6211e-06 | 3.6211e-06 | 142 | #NAME?
143 | 2.3833 | 0 | 1.8088e-05 | 1.4513e-10 | 0 | 0 | 0 | 0 | 1.4513e-10 | 2.4188e-12 | 5.109e-06 | 5.109e-06 | 5.109e-06 | #NAME? | 143 | 0 | 3.6211e-06 | 3.6211e-06 | 3.6211e-06 | 143 | #NAME?
144 | 2.4 | 0 | 1.8088e-05 | 1.3082e-10 | 0 | 0 | 0 | 0 | 1.3082e-10 | 2.1803e-12 | 5.109e-06 | 5.109e-06 | 5.109e-06 | #NAME? | 144 | 0 | 3.6211e-06 | 3.6211e-06 | 3.6211e-06 | 144 | #NAME?
145 | 2.4167 | 0 | 1.8088e-05 | 1.1791e-10 | 0 | 0 | 0 | 0 | 1.1791e-10 | 1.9652e-12 | 5.109e-06 | 5.109e-06 | 5.109e-06 | #NAME? | 145 | 0 | 3.6211e-06 | 3.6211e-06 | 3.6211e-06 | 145 | #NAME?
146 | 2.4333 | 0 | 1.8088e-05 | 1.0628e-10 | 0 | 0 | 0 | 0 | 1.0628e-10 | 1.7714e-12 | 5.109e-06 | 5.109e-06 | 5.109e-06 | #NAME? | 146 | 0 | 3.6211e-06 | 3.6211e-06 | 3.6211e-06 | 146 | #NAME?
147 | 2.45 | 0 | 1.8088e-05 | 9.5802e-11 | 0 | 0 | 0 | 0 | 9.5802e-11 | 1.5967e-12 | 5.109e-06 | 5.109e-06 | 5.109e-06 | #NAME? | 147 | 0 | 3.6211e-06 | 3.6211e-06 | 3.6211e-06 | 147 | #NAME?
148 | 2.4667 | 0 | 1.8088e-05 | 8.6354e-11 | 0 | 0 | 0 | 0 | 8.6354e-11 | 1.4392e-12 | 5.109e-06 | 5.109e-06 | 5.109e-06 | #NAME? | 148 | 0 | 3.6211e-06 | 3.6211e-06 | 3.6211e-06 | 148 | #NAME?
149 | 2.4833 | 0 | 1.8088e-05 | 7.7837e-11 | 0 | 0 | 0 | 0 | 7.7837e-11 | 1.2973e-12 | 5.109e-06 | 5.109e-06 | 5.109e-06 | #NAME? | 149 | 0 | 3.6211e-06 | 3.6211e-06 | 3.6211e-06 | 149 | #NAME?
150 | 2.5 | 0 | 1.8088e-05 | 7.0161e-11 | 0 | 0 | 0 | 0 | 7.0161e-11 | 1.1693e-12 | 5.109e-06 | 5.109e-06 | 5.109e-06 | #NAME? | 150 | 0 | 3.6211e-06 | 3.6211e-06 | 3.6211e-06 | 150 | #NAME?
151 | 2.5167 | 0 | 1.8088e-05 | 6.3241e-11 | 0 | 0 | 0 | 0 | 6.3241e-11 | 1.054e-12 | 5.109e-06 | 5.109e-06 | 5.109e-06 | #NAME? | 151 | 0 | 3.6211e-06 | 3.6211e-06 | 3.6211e-06 | 151 | #NAME?
152 | 2.5333 | 0 | 1.8088e-05 | 5.7004e-11 | 0 | 0 | 0 | 0 | 5.7004e-11 | 9.5006e-13 | 5.109e-06 | 5.109e-06 | 5.109e-06 | #NAME? | 152 | 0 | 3.6211e-06 | 3.6211e-06 | 3.6211e-06 | 152 | #NAME?
153 | 2.55 | 0 | 1.8088e-05 | 5.1382e-11 | 0 | 0 | 0 | 0 | 5.1382e-11 | 8.5636e-13 | 5.109e-06 | 5.109e-06 | 5.109e-06 | #NAME? | 153 | 0 | 3.6211e-06 | 3.6211e-06 | 3.6211e-06 | 153 | #NAME?
154 | 2.5667 | 0 | 1.8088e-05 | 4.6314e-11 | 0 | 0 | 0 | 0 | 4.6314e-11 | 7.7191e-13 | 5.109e-06 | 5.109e-06 | 5.109e-06 | #NAME? | 154 | 0 | 3.6211e-06 | 3.6211e-06 | 3.6211e-06 | 154 | #NAME?
155 | 2.5833 | 0 | 1.8088e-05 | 4.1747e-11 | 0 | 0 | 0 | 0 | 4.1747e-11 | 6.9578e-13 | 5.109e-06 | 5.109e-06 | 5.109e-06 | #NAME? | 155 | 0 | 3.6211e-06 | 3.6211e-06 | 3.6211e-06 | 155 | #NAME?
156 | 2.6 | 0 | 1.8088e-05 | 3.7629e-11 | 0 | 0 | 0 | 0 | 3.7629e-11 | 6.2716e-13 | 5.109e-06 | 5.109e-06 | 5.109e-06 | #NAME? | 156 | 0 | 3.6211e-06 | 3.6211e-06 | 3.6211e-06 | 156 | #NAME?
157 | 2.6167 | 0 | 1.8088e-05 | 3.3918e-11 | 0 | 0 | 0 | 0 | 3.3918e-11 | 5.653e-13 | 5.109e-06 | 5.109e-06 | 5.109e-06 | #NAME? | 157 | 0 | 3.6211e-06 | 3.6211e-06 | 3.6211e-06 | 157 | #NAME?
158 | 2.6333 | 0 | 1.8088e-05 | 3.0573e-11 | 0 | 0 | 0 | 0 | 3.0573e-11 | 5.0955e-13 | 5.109e-06 | 5.109e-06 | 5.109e-06 | #NAME? | 158 | 0 | 3.6211e-06 | 3.6211e-06 | 3.6211e-06 | 158 | #NAME?
159 | 2.65 | 0 | 1.8088e-05 | 2.7558e-11 | 0 | 0 | 0 | 0 | 2.7558e-11 | 4.593e-13 | 5.109e-06 | 5.109e-06 | 5.109e-06 | #NAME? | 159 | 0 | 3.6211e-06 | 3.6211e-06 | 3.6211e-06 | 159 | #NAME?
160 | 2.6667 | 0 | 1.8088e-05 | 2.484e-11 | 0 | 0 | 0 | 0 | 2.484e-11 | 4.14e-13 | 5.109e-06 | 5.109e-06 | 5.109e-06 | #NAME? | 160 | 0 | 3.6211e-06 | 3.6211e-06 | 3.6211e-06 | 160 | #NAME?
161 | 2.6833 | 0 | 1.8088e-05 | 2.239e-11 | 0 | 0 | 0 | 0 | 2.239e-11 | 3.7317e-13 | 5.109e-06 | 5.109e-06 | 5.109e-06 | #NAME? | 161 | 0 | 3.6211e-06 | 3.6211e-06 | 3.6211e-06 | 161 | #NAME?
162 | 2.7 | 0 | 1.8088e-05 | 2.0182e-11 | 0 | 0 | 0 | 0 | 2.0182e-11 | 3.3636e-13 | 5.109e-06 | 5.109e-06 | 5.109e-06 | #NAME? | 162 | 0 | 3.6211e-06 | 3.6211e-06 | 3.6211e-06 | 162 | #NAME?
163 | 2.7167 | 0 | 1.8088e-05 | 1.8191e-11 | 0 | 0 | 0 | 0 | 1.8191e-11 | 3.0319e-13 | 5.109e-06 | 5.109e-06 | 5.109e-06 | #NAME? | 163 | 0 | 3.6211e-06 | 3.6211e-06 | 3.6211e-06 | 163 | #NAME?
164 | 2.7333 | 0 | 1.8088e-05 | 1.6397e-11 | 0 | 0 | 0 | 0 | 1.6397e-11 | 2.7329e-13 | 5.109e-06 | 5.109e-06 | 5.109e-06 | #NAME? | 164 | 0 | 3.6211e-06 | 3.6211e-06 | 3.6211e-06 | 164 | #NAME?
165 | 2.75 | 0 | 1.8088e-05 | 1.478e-11 | 0 | 0 | 0 | 0 | 1.478e-11 | 2.4634e-13 | 5.109e-06 | 5.109e-06 | 5.109e-06 | #NAME? | 165 | 0 | 3.6211e-06 | 3.6211e-06 | 3.6211e-06 | 165 | #NAME?
166 | 2.7667 | 0 | 1.8088e-05 | 1.3322e-11 | 0 | 0 | 0 | 0 | 1.3322e-11 | 2.2204e-13 | 5.109e-06 | 5.109e-06 | 5.109e-06 | #NAME? | 166 | 0 | 3.6211e-06 | 3.6211e-06 | 3.6211e-06 | 166 | #NAME?
167 | 2.7833 | 0 | 1.8088e-05 | 1.2009e-11 | 0 | 0 | 0 | 0 | 1.2009e-11 | 2.0014e-13 | 5.109e-06 | 5.109e-06 | 5.109e-06 | #NAME? | 167 | 0 | 3.6211e-06 | 3.6211e-06 | 3.6211e-06 | 167 | #NAME?
168 | 2.8 | 0 | 1.8088e-05 | 1.0824e-11 | 0 | 0 | 0 | 0 | 1.0824e-11 | 1.804e-13 | 5.109e-06 | 5.109e-06 | 5.109e-06 | #NAME? | 168 | 0 | 3.6211e-06 | 3.6211e-06 | 3.6211e-06 | 168 | #NAME?
169 | 2.8167 | 0 | 1.8088e-05 | 9.7567e-12 | 0 | 0 | 0 | 0 | 9.7567e-12 | 1.6261e-13 | 5.109e-06 | 5.109e-06 | 5.109e-06 | #NAME? | 169 | 0 | 3.6211e-06 | 3.6211e-06 | 3.6211e-06 | 169 | #NAME?
170 | 2.8333 | 0 | 1.8088e-05 | 8.7944e-12 | 0 | 0 | 0 | 0 | 8.7944e-12 | 1.4657e-13 | 5.109e-06 | 5.109e-06 | 5.109e-06 | #NAME? | 170 | 0 | 3.6211e-06 | 3.6211e-06 | 3.6211e-06 | 170 | #NAME?
171 | 2.85 | 0 | 1.8088e-05 | 7.9271e-12 | 0 | 0 | 0 | 0 | 7.9271e-12 | 1.3212e-13 | 5.109e-06 | 5.109e-06 | 5.109e-06 | #NAME? | 171 | 0 | 3.6211e-06 | 3.6211e-06 | 3.6211e-06 | 171 | #NAME?
172 | 2.8667 | 0 | 1.8088e-05 | 7.1453e-12 | 0 | 0 | 0 | 0 | 7.1453e-12 | 1.1909e-13 | 5.109e-06 | 5.109e-06 | 5.109e-06 | #NAME? | 172 | 0 | 3.6211e-06 | 3.6211e-06 | 3.6211e-06 | 172 | #NAME?
173 | 2.8833 | 0 | 1.8088e-05 | 6.4406e-12 | 0 | 0 | 0 | 0 | 6.4406e-12 | 1.0734e-13 | 5.109e-06 | 5.109e-06 | 5.109e-06 | #NAME? | 173 | 0 | 3.6211e-06 | 3.6211e-06 | 3.6211e-06 | 173 | #NAME?
174 | 2.9 | 0 | 1.8088e-05 | 5.8054e-12 | 0 | 0 | 0 | 0 | 5.8054e-12 | 9.6756e-14 | 5.109e-06 | 5.109e-06 | 5.109e-06 | #NAME? | 174 | 0 | 3.6211e-06 | 3.6211e-06 | 3.6211e-06 | 174 | #NAME?
175 | 2.9167 | 0 | 1.8088e-05 | 5.2328e-12 | 0 | 0 | 0 | 0 | 5.2328e-12 | 8.7214e-14 | 5.109e-06 | 5.109e-06 | 5.109e-06 | #NAME? | 175 | 0 | 3.6211e-06 | 3.6211e-06 | 3.6211e-06 | 175 | #NAME?
176 | 2.9333 | 0 | 1.8088e-05 | 4.7167e-12 | 0 | 0 | 0 | 0 | 4.7167e-12 | 7.8612e-14 | 5.109e-06 | 5.109e-06 | 5.109e-06 | #NAME? | 176 | 0 | 3.6211e-06 | 3.6211e-06 | 3.6211e-06 | 176 | #NAME?
177 | 2.95 | 0 | 1.8088e-05 | 4.2516e-12 | 0 | 0 | 0 | 0 | 4.2516e-12 | 7.0859e-14 | 5.109e-06 | 5.109e-06 | 5.109e-06 | #NAME? | 177 | 0 | 3.6211e-06 | 3.6211e-06 | 3.6211e-06 | 177 | #NAME?
178 | 2.9667 | 0 | 1.8088e-05 | 3.8323e-12 | 0 | 0 | 0 | 0 | 3.8323e-12 | 6.3871e-14 | 5.109e-06 | 5.109e-06 | 5.109e-06 | #NAME? | 178 | 0 | 3.6211e-06 | 3.6211e-06 | 3.6211e-06 | 178 | #NAME?
179 | 2.9833 | 0 | 1.8088e-05 | 3.4543e-12 | 0 | 0 | 0 | 0 | 3.4543e-12 | 5.7572e-14 | 5.109e-06 | 5.109e-06 | 5.109e-06 | #NAME? | 179 | 0 | 3.6211e-06 | 3.6211e-06 | 3.6211e-06 | 179 | #NAME?
180 | 3 | 0 | 1.8088e-05 | 3.1136e-12 | 0 | 0 | 0 | 0 | 3.1136e-12 | 5.1894e-14 | 5.109e-06 | 5.109e-06 | 5.109e-06 | #NAME? | 180 | 0 | 3.6211e-06 | 3.6211e-06 | 3.6211e-06 | 180 | #NAME?
181 | 3.0167 | 0 | 1.8088e-05 | 2.8065e-12 | 0 | 0 | 0 | 0 | 2.8065e-12 | 4.6776e-14 | 5.109e-06 | 5.109e-06 | 5.109e-06 | #NAME? | 181 | 0 | 3.6211e-06 | 3.6211e-06 | 3.6211e-06 | 181 | #NAME?
182 | 3.0333 | 0 | 1.8088e-05 | 2.5297e-12 | 0 | 0 | 0 | 0 | 2.5297e-12 | 4.2162e-14 | 5.109e-06 | 5.109e-06 | 5.109e-06 | #NAME? | 182 | 0 | 3.6211e-06 | 3.6211e-06 | 3.6211e-06 | 182 | #NAME?
183 | 3.05 | 0 | 1.8088e-05 | 2.2803e-12 | 0 | 0 | 0 | 0 | 2.2803e-12 | 3.8004e-14 | 5.109e-06 | 5.109e-06 | 5.109e-06 | #NAME? | 183 | 0 | 3.6211e-06 | 3.6211e-06 | 3.6211e-06 | 183 | #NAME?
184 | 3.0667 | 0 | 1.8088e-05 | 2.0554e-12 | 0 | 0 | 0 | 0 | 2.0554e-12 | 3.4256e-14 | 5.109e-06 | 5.109e-06 | 5.109e-06 | #NAME? | 184 | 0 | 3.6211e-06 | 3.6211e-06 | 3.6211e-06 | 184 | #NAME?
185 | 3.0833 | 0 | 1.8088e-05 | 1.8527e-12 | 0 | 0 | 0 | 0 | 1.8527e-12 | 3.0878e-14 | 5.109e-06 | 5.109e-06 | 5.109e-06 | #NAME? | 185 | 0 | 3.6211e-06 | 3.6211e-06 | 3.6211e-06 | 185 | #NAME?
186 | 3.1 | 0 | 1.8088e-05 | 1.6699e-12 | 0 | 0 | 0 | 0 | 1.6699e-12 | 2.7832e-14 | 5.109e-06 | 5.109e-06 | 5.109e-06 | #NAME? | 186 | 0 | 3.6211e-06 | 3.6211e-06 | 3.6211e-06 | 186 | #NAME?
187 | 3.1167 | 0 | 1.8088e-05 | 1.5052e-12 | 0 | 0 | 0 | 0 | 1.5052e-12 | 2.5087e-14 | 5.109e-06 | 5.109e-06 | 5.109e-06 | #NAME? | 187 | 0 | 3.6211e-06 | 3.6211e-06 | 3.6211e-06 | 187 | #NAME?
188 | 3.1333 | 0 | 1.8088e-05 | 1.3568e-12 | 0 | 0 | 0 | 0 | 1.3568e-12 | 2.2613e-14 | 5.109e-06 | 5.109e-06 | 5.109e-06 | #NAME? | 188 | 0 | 3.6211e-06 | 3.6211e-06 | 3.6211e-06 | 188 | #NAME?
189 | 3.15 | 0 | 1.8088e-05 | 1.223e-12 | 0 | 0 | 0 | 0 | 1.223e-12 | 2.0383e-14 | 5.109e-06 | 5.109e-06 | 5.109e-06 | #NAME? | 189 | 0 | 3.6211e-06 | 3.6211e-06 | 3.6211e-06 | 189 | #NAME?
190 | 3.1667 | 0 | 1.8088e-05 | 1.1024e-12 | 0 | 0 | 0 | 0 | 1.1024e-12 | 1.8373e-14 | 5.109e-06 | 5.109e-06 | 5.109e-06 | #NAME? | 190 | 0 | 3.6211e-06 | 3.6211e-06 | 3.6211e-06 | 190 | #NAME?
191 | 3.1833 | 0 | 1.8088e-05 | 9.9364e-13 | 0 | 0 | 0 | 0 | 9.9364e-13 | 1.6561e-14 | 5.109e-06 | 5.109e-06 | 5.109e-06 | #NAME? | 191 | 0 | 3.6211e-06 | 3.6211e-06 | 3.6211e-06 | 191 | #NAME?
192 | 3.2 | 0 | 1.8088e-05 | 8.9564e-13 | 0 | 0 | 0 | 0 | 8.9564e-13 | 1.4927e-14 | 5.109e-06 | 5.109e-06 | 5.109e-06 | #NAME? | 192 | 0 | 3.6211e-06 | 3.6211e-06 | 3.6211e-06 | 192 | #NAME?
193 | 3.2167 | 0 | 1.8088e-05 | 8.0731e-13 | 0 | 0 | 0 | 0 | 8.0731e-13 | 1.3455e-14 | 5.109e-06 | 5.109e-06 | 5.109e-06 | #NAME? | 193 | 0 | 3.6211e-06 | 3.6211e-06 | 3.6211e-06 | 193 | #NAME?
194 | 3.2333 | 0 | 1.8088e-05 | 7.2769e-13 | 0 | 0 | 0 | 0 | 7.2769e-13 | 1.2128e-14 | 5.109e-06 | 5.109e-06 | 5.109e-06 | #NAME? | 194 | 0 | 3.6211e-06 | 3.6211e-06 | 3.6211e-06 | 194 | #NAME?
195 | 3.25 | 0 | 1.8088e-05 | 6.5592e-13 | 0 | 0 | 0 | 0 | 6.5592e-13 | 1.0932e-14 | 5.109e-06 | 5.109e-06 | 5.109e-06 | #NAME? | 195 | 0 | 3.6211e-06 | 3.6211e-06 | 3.6211e-06 | 195 | #NAME?
196 | 3.2667 | 0 | 1.8088e-05 | 5.9123e-13 | 0 | 0 | 0 | 0 | 5.9123e-13 | 9.8539e-15 | 5.109e-06 | 5.109e-06 | 5.109e-06 | #NAME? | 196 | 0 | 3.6211e-06 | 3.6211e-06 | 3.6211e-06 | 196 | #NAME?
197 | 3.2833 | 0 | 1.8088e-05 | 5.3292e-13 | 0 | 0 | 0 | 0 | 5.3292e-13 | 8.882e-15 | 5.109e-06 | 5.109e-06 | 5.109e-06 | #NAME? | 197 | 0 | 3.6211e-06 | 3.6211e-06 | 3.6211e-06 | 197 | #NAME?
198 | 3.3 | 0 | 1.8088e-05 | 4.8036e-13 | 0 | 0 | 0 | 0 | 4.8036e-13 | 8.006e-15 | 5.109e-06 | 5.109e-06 | 5.109e-06 | #NAME? | 198 | 0 | 3.6211e-06 | 3.6211e-06 | 3.6211e-06 | 198 | #NAME?
199 | 3.3167 | 0 | 1.8088e-05 | 4.3299e-13 | 0 | 0 | 0 | 0 | 4.3299e-13 | 7.2164e-15 | 5.109e-06 | 5.109e-06 | 5.109e-06 | #NAME? | 199 | 0 | 3.6211e-06 | 3.6211e-06 | 3.6211e-06 | 199 | #NAME?
200 | 3.3333 | 0 | 1.8088e-05 | 3.9028e-13 | 0 | 0 | 0 | 0 | 3.9028e-13 | 6.5047e-15 | 5.109e-06 | 5.109e-06 | 5.109e-06 | #NAME? | 200 | 0 | 3.6211e-06 | 3.6211e-06 | 3.6211e-06 | 200 | #NAME?
201 | 3.35 | 0 | 1.8088e-05 | 3.5179e-13 | 0 | 0 | 0 | 0 | 3.5179e-13 | 5.8632e-15 | 5.109e-06 | 5.109e-06 | 5.109e-06 | #NAME? | 201 | 0 | 3.6211e-06 | 3.6211e-06 | 3.6211e-06 | 201 | #NAME?
202 | 3.3667 | 0 | 1.8088e-05 | 3.171e-13 | 0 | 0 | 0 | 0 | 3.171e-13 | 5.2849e-15 | 5.109e-06 | 5.109e-06 | 5.109e-06 | #NAME? | 202 | 0 | 3.6211e-06 | 3.6211e-06 | 3.6211e-06 | 202 | #NAME?
203 | 3.3833 | 0 | 1.8088e-05 | 2.8582e-13 | 0 | 0 | 0 | 0 | 2.8582e-13 | 4.7637e-15 | 5.109e-06 | 5.109e-06 | 5.109e-06 | #NAME? | 203 | 0 | 3.6211e-06 | 3.6211e-06 | 3.6211e-06 | 203 | #NAME?
204 | 3.4 | 0 | 1.8088e-05 | 2.5763e-13 | 0 | 0 | 0 | 0 | 2.5763e-13 | 4.2939e-15 | 5.109e-06 | 5.109e-06 | 5.109e-06 | #NAME? | 204 | 0 | 3.6211e-06 | 3.6211e-06 | 3.6211e-06 | 204 | #NAME?
205 | 3.4167 | 0 | 1.8088e-05 | 2.3223e-13 | 0 | 0 | 0 | 0 | 2.3223e-13 | 3.8704e-15 | 5.109e-06 | 5.109e-06 | 5.109e-06 | #NAME? | 205 | 0 | 3.6211e-06 | 3.6211e-06 | 3.6211e-06 | 205 | #NAME?
206 | 3.4333 | 0 | 1.8088e-05 | 2.0932e-13 | 0 | 0 | 0 | 0 | 2.0932e-13 | 3.4887e-15 | 5.109e-06 | 5.109e-06 | 5.109e-06 | #NAME? | 206 | 0 | 3.6211e-06 | 3.6211e-06 | 3.6211e-06 | 206 | #NAME?
207 | 3.45 | 0 | 1.8088e-05 | 1.8868e-13 | 0 | 0 | 0 | 0 | 1.8868e-13 | 3.1446e-15 | 5.109e-06 | 5.109e-06 | 5.109e-06 | #NAME? | 207 | 0 | 3.6211e-06 | 3.6211e-06 | 3.6211e-06 | 207 | #NAME?
208 | 3.4667 | 0 | 1.8088e-05 | 1.7007e-13 | 0 | 0 | 0 | 0 | 1.7007e-13 | 2.8345e-15 | 5.109e-06 | 5.109e-06 | 5.109e-06 | #NAME? | 208 | 0 | 3.6211e-06 | 3.6211e-06 | 3.6211e-06 | 208 | #NAME?
209 | 3.4833 | 0 | 1.8088e-05 | 1.533e-13 | 0 | 0 | 0 | 0 | 1.533e-13 | 2.5549e-15 | 5.109e-06 | 5.109e-06 | 5.109e-06 | #NAME? | 209 | 0 | 3.6211e-06 | 3.6211e-06 | 3.6211e-06 | 209 | #NAME?
210 | 3.5 | 0 | 1.8088e-05 | 1.3818e-13 | 0 | 0 | 0 | 0 | 1.3818e-13 | 2.303e-15 | 5.109e-06 | 5.109e-06 | 5.109e-06 | #NAME? | 210 | 0 | 3.6211e-06 | 3.6211e-06 | 3.6211e-06 | 210 | #NAME?
211 | 3.5167 | 0 | 1.8088e-05 | 1.2455e-13 | 0 | 0 | 0 | 0 | 1.2455e-13 | 2.0758e-15 | 5.109e-06 | 5.109e-06 | 5.109e-06 | #NAME? | 211 | 0 | 3.6211e-06 | 3.6211e-06 | 3.6211e-06 | 211 | #NAME?
212 | 3.5333 | 0 | 1.8088e-05 | 1.1227e-13 | 0 | 0 | 0 | 0 | 1.1227e-13 | 1.8711e-15 | 5.109e-06 | 5.109e-06 | 5.109e-06 | #NAME? | 212 | 0 | 3.6211e-06 | 3.6211e-06 | 3.6211e-06 | 212 | #NAME?
213 | 3.55 | 0 | 1.8088e-05 | 1.0119e-13 | 0 | 0 | 0 | 0 | 1.0119e-13 | 1.6866e-15 | 5.109e-06 | 5.109e-06 | 5.109e-06 | #NAME? | 213 | 0 | 3.6211e-06 | 3.6211e-06 | 3.6211e-06 | 213 | #NAME?
214 | 3.5667 | 0 | 1.8088e-05 | 9.1214e-14 | 0 | 0 | 0 | 0 | 9.1214e-14 | 1.5202e-15 | 5.109e-06 | 5.109e-06 | 5.109e-06 | #NAME? | 214 | 0 | 3.6211e-06 | 3.6211e-06 | 3.6211e-06 | 214 | #NAME?
215 | 3.5833 | 0 | 1.8088e-05 | 8.2218e-14 | 0 | 0 | 0 | 0 | 8.2218e-14 | 1.3703e-15 | 5.109e-06 | 5.109e-06 | 5.109e-06 | #NAME? | 215 | 0 | 3.6211e-06 | 3.6211e-06 | 3.6211e-06 | 215 | #NAME?
216 | 3.6 | 0 | 1.8088e-05 | 7.4109e-14 | 0 | 0 | 0 | 0 | 7.4109e-14 | 1.2352e-15 | 5.109e-06 | 5.109e-06 | 5.109e-06 | #NAME? | 216 | 0 | 3.6211e-06 | 3.6211e-06 | 3.6211e-06 | 216 | #NAME?
217 | 3.6167 | 0 | 1.8088e-05 | 6.68e-14 | 0 | 0 | 0 | 0 | 6.68e-14 | 1.1133e-15 | 5.109e-06 | 5.109e-06 | 5.109e-06 | #NAME? | 217 | 0 | 3.6211e-06 | 3.6211e-06 | 3.6211e-06 | 217 | #NAME?
218 | 3.6333 | 0 | 1.8088e-05 | 6.0212e-14 | 0 | 0 | 0 | 0 | 6.0212e-14 | 1.0035e-15 | 5.109e-06 | 5.109e-06 | 5.109e-06 | #NAME? | 218 | 0 | 3.6211e-06 | 3.6211e-06 | 3.6211e-06 | 218 | #NAME?
219 | 3.65 | 0 | 1.8088e-05 | 5.4274e-14 | 0 | 0 | 0 | 0 | 5.4274e-14 | 9.0456e-16 | 5.109e-06 | 5.109e-06 | 5.109e-06 | #NAME? | 219 | 0 | 3.6211e-06 | 3.6211e-06 | 3.6211e-06 | 219 | #NAME?
220 | 3.6667 | 0 | 1.8088e-05 | 4.8921e-14 | 0 | 0 | 0 | 0 | 4.8921e-14 | 8.1535e-16 | 5.109e-06 | 5.109e-06 | 5.109e-06 | #NAME? | 220 | 0 | 3.6211e-06 | 3.6211e-06 | 3.6211e-06 | 220 | #NAME?
221 | 3.6833 | 0 | 1.8088e-05 | 4.4096e-14 | 0 | 0 | 0 | 0 | 4.4096e-14 | 7.3494e-16 | 5.109e-06 | 5.109e-06 | 5.109e-06 | #NAME? | 221 | 0 | 3.6211e-06 | 3.6211e-06 | 3.6211e-06 | 221 | #NAME?
222 | 3.7 | 0 | 1.8088e-05 | 3.9747e-14 | 0 | 0 | 0 | 0 | 3.9747e-14 | 6.6245e-16 | 5.109e-06 | 5.109e-06 | 5.109e-06 | #NAME? | 222 | 0 | 3.6211e-06 | 3.6211e-06 | 3.6211e-06 | 222 | #NAME?
223 | 3.7167 | 0 | 1.8088e-05 | 3.5827e-14 | 0 | 0 | 0 | 0 | 3.5827e-14 | 5.9712e-16 | 5.109e-06 | 5.109e-06 | 5.109e-06 | #NAME? | 223 | 0 | 3.6211e-06 | 3.6211e-06 | 3.6211e-06 | 223 | #NAME?
224 | 3.7333 | 0 | 1.8088e-05 | 3.2294e-14 | 0 | 0 | 0 | 0 | 3.2294e-14 | 5.3823e-16 | 5.109e-06 | 5.109e-06 | 5.109e-06 | #NAME? | 224 | 0 | 3.6211e-06 | 3.6211e-06 | 3.6211e-06 | 224 | #NAME?
225 | 3.75 | 0 | 1.8088e-05 | 2.9109e-14 | 0 | 0 | 0 | 0 | 2.9109e-14 | 4.8515e-16 | 5.109e-06 | 5.109e-06 | 5.109e-06 | #NAME? | 225 | 0 | 3.6211e-06 | 3.6211e-06 | 3.6211e-06 | 225 | #NAME?
226 | 3.7667 | 0 | 1.8088e-05 | 2.6238e-14 | 0 | 0 | 0 | 0 | 2.6238e-14 | 4.373e-16 | 5.109e-06 | 5.109e-06 | 5.109e-06 | #NAME? | 226 | 0 | 3.6211e-06 | 3.6211e-06 | 3.6211e-06 | 226 | #NAME?
227 | 3.7833 | 0 | 1.8088e-05 | 2.365e-14 | 0 | 0 | 0 | 0 | 2.365e-14 | 3.9417e-16 | 5.109e-06 | 5.109e-06 | 5.109e-06 | #NAME? | 227 | 0 | 3.6211e-06 | 3.6211e-06 | 3.6211e-06 | 227 | #NAME?
228 | 3.8 | 0 | 1.8088e-05 | 2.1318e-14 | 0 | 0 | 0 | 0 | 2.1318e-14 | 3.553e-16 | 5.109e-06 | 5.109e-06 | 5.109e-06 | #NAME? | 228 | 0 | 3.6211e-06 | 3.6211e-06 | 3.6211e-06 | 228 | #NAME?
229 | 3.8167 | 0 | 1.8088e-05 | 1.9215e-14 | 0 | 0 | 0 | 0 | 1.9215e-14 | 3.2026e-16 | 5.109e-06 | 5.109e-06 | 5.109e-06 | #NAME? | 229 | 0 | 3.6211e-06 | 3.6211e-06 | 3.6211e-06 | 229 | #NAME?
230 | 3.8333 | 0 | 1.8088e-05 | 1.732e-14 | 0 | 0 | 0 | 0 | 1.732e-14 | 2.8867e-16 | 5.109e-06 | 5.109e-06 | 5.109e-06 | #NAME? | 230 | 0 | 3.6211e-06 | 3.6211e-06 | 3.6211e-06 | 230 | #NAME?
231 | 3.85 | 0 | 1.8088e-05 | 1.5612e-14 | 0 | 0 | 0 | 0 | 1.5612e-14 | 2.602e-16 | 5.109e-06 | 5.109e-06 | 5.109e-06 | #NAME? | 231 | 0 | 3.6211e-06 | 3.6211e-06 | 3.6211e-06 | 231 | #NAME?
232 | 3.8667 | 0 | 1.8088e-05 | 1.4072e-14 | 0 | 0 | 0 | 0 | 1.4072e-14 | 2.3454e-16 | 5.109e-06 | 5.109e-06 | 5.109e-06 | #NAME? | 232 | 0 | 3.6211e-06 | 3.6211e-06 | 3.6211e-06 | 232 | #NAME?
233 | 3.8833 | 0 | 1.8088e-05 | 1.2684e-14 | 0 | 0 | 0 | 0 | 1.2684e-14 | 2.1141e-16 | 5.109e-06 | 5.109e-06 | 5.109e-06 | #NAME? | 233 | 0 | 3.6211e-06 | 3.6211e-06 | 3.6211e-06 | 233 | #NAME?
234 | 3.9 | 0 | 1.8088e-05 | 1.1433e-14 | 0 | 0 | 0 | 0 | 1.1433e-14 | 1.9056e-16 | 5.109e-06 | 5.109e-06 | 5.109e-06 | #NAME? | 234 | 0 | 3.6211e-06 | 3.6211e-06 | 3.6211e-06 | 234 | #NAME?
235 | 3.9167 | 0 | 1.8088e-05 | 1.0306e-14 | 0 | 0 | 0 | 0 | 1.0306e-14 | 1.7176e-16 | 5.109e-06 | 5.109e-06 | 5.109e-06 | #NAME? | 235 | 0 | 3.6211e-06 | 3.6211e-06 | 3.6211e-06 | 235 | #NAME?
236 | 3.9333 | 0 | 1.8088e-05 | 9.2894e-15 | 0 | 0 | 0 | 0 | 9.2894e-15 | 1.5482e-16 | 5.109e-06 | 5.109e-06 | 5.109e-06 | #NAME? | 236 | 0 | 3.6211e-06 | 3.6211e-06 | 3.6211e-06 | 236 | #NAME?
237 | 3.95 | 0 | 1.8088e-05 | 8.3732e-15 | 0 | 0 | 0 | 0 | 8.3732e-15 | 1.3955e-16 | 5.109e-06 | 5.109e-06 | 5.109e-06 | #NAME? | 237 | 0 | 3.6211e-06 | 3.6211e-06 | 3.6211e-06 | 237 | #NAME?
238 | 3.9667 | 0 | 1.8088e-05 | 7.5474e-15 | 0 | 0 | 0 | 0 | 7.5474e-15 | 1.2579e-16 | 5.109e-06 | 5.109e-06 | 5.109e-06 | #NAME? | 238 | 0 | 3.6211e-06 | 3.6211e-06 | 3.6211e-06 | 238 | #NAME?
239 | 3.9833 | 0 | 1.8088e-05 | 6.8031e-15 | 0 | 0 | 0 | 0 | 6.8031e-15 | 1.1338e-16 | 5.109e-06 | 5.109e-06 | 5.109e-06 | #NAME? | 239 | 0 | 3.6211e-06 | 3.6211e-06 | 3.6211e-06 | 239 | #NAME?
240 | 4 | 0 | 1.8088e-05 | 6.1321e-15 | 5 | 0 | 0 | 0 | 6.1321e-15 | 1.022e-16 | 5.109e-06 | 5.109e-06 | 5.109e-06 | #NAME? | 240 | 0 | 3.6211e-06 | 3.6211e-06 | 3.6211e-06 | 240 | #NAME?
241 | 4.0167 | 0 | 1.8088e-05 | 5.5273e-15 | 5 | 9.3341e-05 | 9.3341e-05 | 0 | 9.3341e-05 | 1.5557e-06 | 5.9491e-06 | 5.9491e-06 | 5.9491e-06 | #NAME? | 241 | 0 | 3.6211e-06 | 3.6211e-06 | 3.6211e-06 | 241 | #NAME?
242 | 4.0333 | 0 | 1.8088e-05 | 4.9822e-15 | 5 | 0.00017748 | 0.00017748 | 0 | 0.00017748 | 2.9579e-06 | 7.5464e-06 | 7.5463e-06 | 7.5463e-06 | #NAME? | 242 | 0 | 3.6211e-06 | 3.6211e-06 | 3.6211e-06 | 242 | #NAME?
243 | 4.05 | 0 | 1.8088e-05 | 4.4908e-15 | 5 | 0.00025331 | 0.00025331 | 0 | 0.00025331 | 4.2219e-06 | 9.8262e-06 | 9.8261e-06 | 9.8261e-06 | #NAME? | 243 | 0 | 3.6211e-06 | 3.6211e-06 | 3.6211e-06 | 243 | #NAME?
244 | 4.0667 | 0 | 1.8088e-05 | 4.0479e-15 | 5 | 0.00032167 | 0.00032167 | 0 | 0.00032167 | 5.3612e-06 | 1.2721e-05 | 1.2721e-05 | 1.2721e-05 | #NAME? | 244 | 0 | 3.6211e-06 | 3.6211e-06 | 3.6211e-06 | 244 | #NAME?
245 | 4.0833 | 0 | 1.8088e-05 | 3.6487e-15 | 5 | 0.00038329 | 0.00038329 | 0 | 0.00038329 | 6.3881e-06 | 1.6171e-05 | 1.6171e-05 | 1.6171e-05 | #NAME? | 245 | 0 | 3.6211e-06 | 3.6211e-06 | 3.6211e-06 | 245 | #NAME?
246 | 4.1 | 0 | 1.8088e-05 | 3.2889e-15 | 5 | 0.00043883 | 0.00043883 | 0 | 0.00043883 | 7.3138e-06 | 2.012e-05 | 2.012e-05 | 2.012e-05 | #NAME? | 246 | 0 | 3.6211e-06 | 3.6211e-06 | 3.6211e-06 | 246 | #NAME?
247 | 4.1167 | 0 | 1.8088e-05 | 2.9645e-15 | 5 | 0.00048889 | 0.00048889 | 0 | 0.00048889 | 8.1481e-06 | 2.452e-05 | 2.452e-05 | 2.452e-05 | #NAME? | 247 | 0 | 3.6211e-06 | 3.6211e-06 | 3.6211e-06 | 247 | #NAME?
248 | 4.1333 | 0 | 1.8088e-05 | 2.6721e-15 | 5 | 0.00053401 | 0.00053401 | 0 | 0.00053401 | 8.9002e-06 | 2.9326e-05 | 2.9326e-05 | 2.9326e-05 | #NAME? | 248 | 0 | 3.6211e-06 | 3.6211e-06 | 3.6211e-06 | 248 | #NAME?
249 | 4.15 | 0 | 1.8088e-05 | 2.4086e-15 | 5 | 0.00057469 | 0.00057469 | 0 | 0.00057469 | 9.5781e-06 | 3.4498e-05 | 3.4498e-05 | 3.4498e-05 | #NAME? | 249 | 0 | 3.6211e-06 | 3.6211e-06 | 3.6211e-06 | 249 | #NAME?
250 | 4.1667 | 0 | 1.8088e-05 | 2.171e-15 | 5 | 0.00061135 | 0.00061135 | 0 | 0.00061135 | 1.0189e-05 | 4.0001e-05 | 4e-05 | 4e-05 | #NAME? | 250 | 0 | 3.6211e-06 | 3.6211e-06 | 3.6211e-06 | 250 | #NAME?
251 | 4.1833 | 0 | 1.8088e-05 | 1.9569e-15 | 5 | 0.0006444 | 0.0006444 | 0 | 0.0006444 | 1.074e-05 | 4.58e-05 | 4.5799e-05 | 4.5799e-05 | #NAME? | 251 | 0 | 3.6211e-06 | 3.6211e-06 | 3.6211e-06 | 251 | #NAME?
252 | 4.2 | 0 | 1.8088e-05 | 1.7639e-15 | 5 | 0.00067418 | 0.00067418 | 0 | 0.00067418 | 1.1236e-05 | 5.1868e-05 | 5.1866e-05 | 5.1866e-05 | #NAME? | 252 | 0 | 3.6211e-06 | 3.6211e-06 | 3.6211e-06 | 252 | #NAME?
253 | 4.2167 | 0 | 1.8088e-05 | 1.59e-15 | 5 | 0.00070103 | 0.00070103 | 0 | 0.00070103 | 1.1684e-05 | 5.8177e-05 | 5.8175e-05 | 5.8175e-05 | #NAME? | 253 | 0 | 3.6211e-06 | 3.6211e-06 | 3.6211e-06 | 253 | #NAME?
254 | 4.2333 | 0 | 1.8088e-05 | 1.4331e-15 | 5 | 0.00072523 | 0.00072523 | 0 | 0.00072523 | 1.2087e-05 | 6.4704e-05 | 6.4702e-05 | 6.4702e-05 | #NAME? | 254 | 0 | 3.6211e-06 | 3.6211e-06 | 3.6211e-06 | 254 | #NAME?
255 | 4.25 | 0 | 1.8088e-05 | 1.2918e-15 | 5 | 0.00074705 | 0.00074705 | 0 | 0.00074705 | 1.2451e-05 | 7.1428e-05 | 7.1425e-05 | 7.1425e-05 | #NAME? | 255 | 0 | 3.6211e-06 | 3.6211e-06 | 3.6211e-06 | 255 | #NAME?
256 | 4.2667 | 0 | 1.8088e-05 | 1.1644e-15 | 5 | 0.00076671 | 0.00076671 | 0 | 0.00076671 | 1.2779e-05 | 7.8328e-05 | 7.8325e-05 | 7.8325e-05 | #NAME? | 256 | 0 | 3.6211e-06 | 3.6211e-06 | 3.6211e-06 | 256 | #NAME?
257 | 4.2833 | 0 | 1.8088e-05 | 1.0496e-15 | 5 | 0.00078444 | 0.00078444 | 0 | 0.00078444 | 1.3074e-05 | 8.5388e-05 | 8.5384e-05 | 8.5384e-05 | #NAME? | 257 | 0 | 3.6211e-06 | 3.6211e-06 | 3.6211e-06 | 257 | #NAME?
258 | 4.3 | 0 | 1.8088e-05 | 9.4605e-16 | 5 | 0.00080041 | 0.00080041 | 0 | 0.00080041 | 1.334e-05 | 9.2592e-05 | 9.2587e-05 | 9.2587e-05 | #NAME? | 258 | 0 | 3.6211e-06 | 3.6211e-06 | 3.6211e-06 | 258 | #NAME?
259 | 4.3167 | 0 | 1.8088e-05 | 8.5275e-16 | 5 | 0.00081481 | 0.00081481 | 0 | 0.00081481 | 1.358e-05 | 9.9925e-05 | 9.992e-05 | 9.992e-05 | #NAME? | 259 | 0 | 3.6211e-06 | 3.6211e-06 | 3.6211e-06 | 259 | #NAME?
260 | 4.3333 | 0 | 1.8088e-05 | 7.6865e-16 | 5 | 0.00082779 | 0.00082779 | 0 | 0.00082779 | 1.3797e-05 | 0.00010738 | 0.00010737 | 0.00010737 | #NAME? | 260 | 0 | 3.6211e-06 | 3.6211e-06 | 3.6211e-06 | 260 | #NAME?
261 | 4.35 | 0 | 1.8088e-05 | 6.9284e-16 | 5 | 0.00083949 | 0.00083949 | 0 | 0.00083949 | 1.3992e-05 | 0.00011493 | 0.00011492 | 0.00011492 | #NAME? | 261 | 0 | 3.6211e-06 | 3.6211e-06 | 3.6211e-06 | 261 | #NAME?
262 | 4.3667 | 0 | 1.8088e-05 | 6.2451e-16 | 5 | 0.00085004 | 0.00085004 | 0 | 0.00085004 | 1.4167e-05 | 0.00012258 | 0.00012257 | 0.00012257 | #NAME? | 262 | 0 | 3.6211e-06 | 3.6211e-06 | 3.6211e-06 | 262 | #NAME?
263 | 4.3833 | 0 | 1.8088e-05 | 5.6292e-16 | 5 | 0.00085955 | 0.00085955 | 0 | 0.00085955 | 1.4326e-05 | 0.00013032 | 0.00013031 | 0.00013031 | #NAME? | 263 | 0 | 3.6211e-06 | 3.6211e-06 | 3.6211e-06 | 263 | #NAME?
264 | 4.4 | 0 | 1.8088e-05 | 5.074e-16 | 5 | 0.00086811 | 0.00086811 | 0 | 0.00086811 | 1.4469e-05 | 0.00013813 | 0.00013812 | 0.00013812 | #NAME? | 264 | 0 | 3.6211e-06 | 3.6211e-06 | 3.6211e-06 | 264 | #NAME?
265 | 4.4167 | 0 | 1.8088e-05 | 4.5736e-16 | 5 | 0.00087584 | 0.00087584 | 0 | 0.00087584 | 1.4597e-05 | 0.00014601 | 0.000146 | 0.000146 | #NAME? | 265 | 0 | 3.6211e-06 | 3.6211e-06 | 3.6211e-06 | 265 | #NAME?
266 | 4.4333 | 0 | 1.8088e-05 | 4.1225e-16 | 5 | 0.0008828 | 0.0008828 | 0 | 0.0008828 | 1.4713e-05 | 0.00015396 | 0.00015395 | 0.00015395 | #NAME? | 266 | 0 | 3.6211e-06 | 3.6211e-06 | 3.6211e-06 | 266 | #NAME?
267 | 4.45 | 0 | 1.8088e-05 | 3.7159e-16 | 5 | 0.00088907 | 0.00088907 | 0 | 0.00088907 | 1.4818e-05 | 0.00016196 | 0.00016195 | 0.00016195 | #NAME? | 267 | 0 | 3.6211e-06 | 3.6211e-06 | 3.6211e-06 | 267 | #NAME?
268 | 4.4667 | 0 | 1.8088e-05 | 3.3494e-16 | 5 | 0.00089473 | 0.00089473 | 0 | 0.00089473 | 1.4912e-05 | 0.00017001 | 0.00017 | 0.00017 | #NAME? | 268 | 0 | 3.6211e-06 | 3.6211e-06 | 3.6211e-06 | 268 | #NAME?
269 | 4.4833 | 0 | 1.8088e-05 | 3.0191e-16 | 5 | 0.00089983 | 0.00089983 | 0 | 0.00089983 | 1.4997e-05 | 0.00017811 | 0.00017809 | 0.00017809 | #NAME? | 269 | 0 | 3.6211e-06 | 3.6211e-06 | 3.6211e-06 | 269 | #NAME?
270 | 4.5 | 0 | 1.8088e-05 | 2.7213e-16 | 5 | 0.00090442 | 0.00090442 | 0 | 0.00090442 | 1.5074e-05 | 0.00018625 | 0.00018623 | 0.00018623 | #NAME? | 270 | 0 | 3.6211e-06 | 3.6211e-06 | 3.6211e-06 | 270 | #NAME?
271 | 4.5167 | 0 | 1.8088e-05 | 2.453e-16 | 0 | 0.00090442 | 0.00081523 | 0 | 0.00081523 | 1.3587e-05 | 0.00019359 | 0.00019357 | 0.00019357 | #NAME? | 271 | 0 | 3.6211e-06 | 3.6211e-06 | 3.6211e-06 | 271 | #NAME?
272 | 4.5333 | 0 | 1.8088e-05 | 2.211e-16 | 0 | 0.00090442 | 0.00073482 | 0 | 0.00073482 | 1.2247e-05 | 0.0002002 | 0.00020018 | 0.00020018 | #NAME? | 272 | 0 | 3.6211e-06 | 3.6211e-06 | 3.6211e-06 | 272 | #NAME?
273 | 4.55 | 0 | 1.8088e-05 | 1.993e-16 | 0 | 0.00090442 | 0.00066235 | 0 | 0.00066235 | 1.1039e-05 | 0.00020616 | 0.00020614 | 0.00020614 | #NAME? | 273 | 0 | 3.6211e-06 | 3.6211e-06 | 3.6211e-06 | 273 | #NAME?
274 | 4.5667 | 0 | 1.8088e-05 | 1.7964e-16 | 0 | 0.00090442 | 0.00059703 | 0 | 0.00059703 | 9.9505e-06 | 0.00021153 | 0.00021151 | 0.00021151 | #NAME? | 274 | 0 | 3.6211e-06 | 3.6211e-06 | 3.6211e-06 | 274 | #NAME?
275 | 4.5833 | 0 | 1.8088e-05 | 1.6192e-16 | 0 | 0.00090442 | 0.00053815 | 0 | 0.00053815 | 8.9691e-06 | 0.00021638 | 0.00021635 | 0.00021635 | #NAME? | 275 | 0 | 3.6211e-06 | 3.6211e-06 | 3.6211e-06 | 275 | #NAME?
276 | 4.6 | 0 | 1.8088e-05 | 1.4595e-16 | 0 | 0.00090442 | 0.00048507 | 0 | 0.00048507 | 8.0845e-06 | 0.00022074 | 0.00022072 | 0.00022072 | #NAME? | 276 | 0 | 3.6211e-06 | 3.6211e-06 | 3.6211e-06 | 276 | #NAME?
277 | 4.6167 | 0 | 1.8088e-05 | 1.3156e-16 | 0 | 0.00090442 | 0.00043723 | 0 | 0.00043723 | 7.2872e-06 | 0.00022468 | 0.00022465 | 0.00022465 | #NAME? | 277 | 0 | 3.6211e-06 | 3.6211e-06 | 3.6211e-06 | 277 | #NAME?
278 | 4.6333 | 0 | 1.8088e-05 | 1.1858e-16 | 0 | 0.00090442 | 0.00039411 | 0 | 0.00039411 | 6.5685e-06 | 0.00022823 | 0.0002282 | 0.0002282 | #NAME? | 278 | 0 | 3.6211e-06 | 3.6211e-06 | 3.6211e-06 | 278 | #NAME?
279 | 4.65 | 0 | 1.8088e-05 | 1.0689e-16 | 0 | 0.00090442 | 0.00035524 | 0 | 0.00035524 | 5.9207e-06 | 0.00023142 | 0.0002314 | 0.0002314 | #NAME? | 279 | 0 | 3.6211e-06 | 3.6211e-06 | 3.6211e-06 | 279 | #NAME?
280 | 4.6667 | 0 | 1.8088e-05 | 9.6348e-17 | 0 | 0.00090442 | 0.00032021 | 0 | 0.00032021 | 5.3368e-06 | 0.00023431 | 0.00023428 | 0.00023428 | #NAME? | 280 | 0 | 3.6211e-06 | 3.6211e-06 | 3.6211e-06 | 280 | #NAME?
281 | 4.6833 | 0 | 1.8088e-05 | 8.6845e-17 | 0 | 0.00090442 | 0.00028863 | 0 | 0.00028863 | 4.8104e-06 | 0.0002369 | 0.00023687 | 0.00023687 | #NAME? | 281 | 0 | 3.6211e-06 | 3.6211e-06 | 3.6211e-06 | 281 | #NAME?
282 | 4.7 | 0 | 1.8088e-05 | 7.828e-17 | 0 | 0.00090442 | 0.00026016 | 0 | 0.00026016 | 4.336e-06 | 0.00023924 | 0.00023922 | 0.00023922 | #NAME? | 282 | 0 | 3.6211e-06 | 3.6211e-06 | 3.6211e-06 | 282 | #NAME?
283 | 4.7167 | 0 | 1.8088e-05 | 7.056e-17 | 0 | 0.00090442 | 0.0002345 | 0 | 0.0002345 | 3.9084e-06 | 0.00024135 | 0.00024133 | 0.00024133 | #NAME? | 283 | 0 | 3.6211e-06 | 3.6211e-06 | 3.6211e-06 | 283 | #NAME?
284 | 4.7333 | 0 | 1.8088e-05 | 6.3601e-17 | 0 | 0.00090442 | 0.00021137 | 0 | 0.00021137 | 3.5229e-06 | 0.00024326 | 0.00024323 | 0.00024323 | #NAME? | 284 | 0 | 3.6211e-06 | 3.6211e-06 | 3.6211e-06 | 284 | #NAME?
285 | 4.75 | 0 | 1.8088e-05 | 5.7328e-17 | 0 | 0.00090442 | 0.00019053 | 0 | 0.00019053 | 3.1755e-06 | 0.00024497 | 0.00024494 | 0.00024494 | #NAME? | 285 | 0 | 3.6211e-06 | 3.6211e-06 | 3.6211e-06 | 285 | #NAME?
286 | 4.7667 | 0 | 1.8088e-05 | 5.1674e-17 | 0 | 0.00090442 | 0.00017174 | 0 | 0.00017174 | 2.8623e-06 | 0.00024652 | 0.00024649 | 0.00024649 | #NAME? | 286 | 0 | 3.6211e-06 | 3.6211e-06 | 3.6211e-06 | 286 | #NAME?
287 | 4.7833 | 0 | 1.8088e-05 | 4.6578e-17 | 0 | 0.00090442 | 0.0001548 | 0 | 0.0001548 | 2.58e-06 | 0.00024791 | 0.00024788 | 0.00024788 | #NAME? | 287 | 0 | 3.6211e-06 | 3.6211e-06 | 3.6211e-06 | 287 | #NAME?
288 | 4.8 | 0 | 1.8088e-05 | 4.1984e-17 | 0 | 0.00090442 | 0.00013953 | 0 | 0.00013953 | 2.3255e-06 | 0.00024917 | 0.00024914 | 0.00024914 | #NAME? | 288 | 0 | 3.6211e-06 | 3.6211e-06 | 3.6211e-06 | 288 | #NAME?
289 | 4.8167 | 0 | 1.8088e-05 | 3.7844e-17 | 0 | 0.00090442 | 0.00012577 | 0 | 0.00012577 | 2.0962e-06 | 0.0002503 | 0.00025027 | 0.00025027 | #NAME? | 289 | 0 | 3.6211e-06 | 3.6211e-06 | 3.6211e-06 | 289 | #NAME?
290 | 4.8333 | 0 | 1.8088e-05 | 3.4111e-17 | 0 | 0.00090442 | 0.00011337 | 0 | 0.00011337 | 1.8895e-06 | 0.00025132 | 0.00025129 | 0.00025129 | #NAME? | 290 | 0 | 3.6211e-06 | 3.6211e-06 | 3.6211e-06 | 290 | #NAME?
291 | 4.85 | 0 | 1.8088e-05 | 3.0747e-17 | 0 | 0.00090442 | 0.00010219 | 0 | 0.00010219 | 1.7031e-06 | 0.00025224 | 0.00025221 | 0.00025221 | #NAME? | 291 | 0 | 3.6211e-06 | 3.6211e-06 | 3.6211e-06 | 291 | #NAME?
292 | 4.8667 | 0 | 1.8088e-05 | 2.7715e-17 | 0 | 0.00090442 | 9.2108e-05 | 0 | 9.2108e-05 | 1.5351e-06 | 0.00025307 | 0.00025304 | 0.00025304 | #NAME? | 292 | 0 | 3.6211e-06 | 3.6211e-06 | 3.6211e-06 | 292 | #NAME?
293 | 4.8833 | 0 | 1.8088e-05 | 2.4981e-17 | 0 | 0.00090442 | 8.3024e-05 | 0 | 8.3024e-05 | 1.3837e-06 | 0.00025381 | 0.00025378 | 0.00025378 | #NAME? | 293 | 0 | 3.6211e-06 | 3.6211e-06 | 3.6211e-06 | 293 | #NAME?
294 | 4.9 | 0 | 1.8088e-05 | 2.2518e-17 | 0 | 0.00090442 | 7.4836e-05 | 0 | 7.4836e-05 | 1.2473e-06 | 0.00025449 | 0.00025446 | 0.00025446 | #NAME? | 294 | 0 | 3.6211e-06 | 3.6211e-06 | 3.6211e-06 | 294 | #NAME?
295 | 4.9167 | 0 | 1.8088e-05 | 2.0297e-17 | 0 | 0.00090442 | 6.7455e-05 | 0 | 6.7455e-05 | 1.1243e-06 | 0.0002551 | 0.00025506 | 0.00025506 | #NAME? | 295 | 0 | 3.6211e-06 | 3.6211e-06 | 3.6211e-06 | 295 | #NAME?
296 | 4.9333 | 0 | 1.8088e-05 | 1.8295e-17 | 0 | 0.00090442 | 6.0803e-05 | 0 | 6.0803e-05 | 1.0134e-06 | 0.00025564 | 0.00025561 | 0.00025561 | #NAME? | 296 | 0 | 3.6211e-06 | 3.6211e-06 | 3.6211e-06 | 296 | #NAME?
297 | 4.95 | 0 | 1.8088e-05 | 1.6491e-17 | 0 | 0.00090442 | 5.4806e-05 | 0 | 5.4806e-05 | 9.1343e-07 | 0.00025614 | 0.0002561 | 0.0002561 | #NAME? | 297 | 0 | 3.6211e-06 | 3.6211e-06 | 3.6211e-06 | 297 | #NAME?
298 | 4.9667 | 0 | 1.8088e-05 | 1.4864e-17 | 0 | 0.00090442 | 4.9401e-05 | 0 | 4.9401e-05 | 8.2335e-07 | 0.00025658 | 0.00025655 | 0.00025655 | #NAME? | 298 | 0 | 3.6211e-06 | 3.6211e-06 | 3.6211e-06 | 298 | #NAME?
299 | 4.9833 | 0 | 1.8088e-05 | 1.3398e-17 | 0 | 0.00090442 | 4.4529e-05 | 0 | 4.4529e-05 | 7.4214e-07 | 0.00025698 | 0.00025695 | 0.00025695 | #NAME? | 299 | 0 | 3.6211e-06 | 3.6211e-06 | 3.6211e-06 | 299 | #NAME?
300 | 5 | 0 | 1.8088e-05 | 1.2077e-17 | 0 | 0.00090442 | 4.0137e-05 | 0 | 4.0137e-05 | 6.6895e-07 | 0.00025734 | 0.00025731 | 0.00025731 | #NAME? | 300 | 0 | 3.6211e-06 | 3.6211e-06 | 3.6211e-06 | 300 | #NAME?
301 | 5.0167 | 0 | 1.8088e-05 | 1.0886e-17 | 0 | 0.00090442 | 3.6178e-05 | 0 | 3.6178e-05 | 6.0297e-07 | 0.00025767 | 0.00025763 | 0.00025763 | #NAME? | 301 | 0 | 3.6211e-06 | 3.6211e-06 | 3.6211e-06 | 301 | #NAME?
302 | 5.0333 | 0 | 1.8088e-05 | 9.8122e-18 | 0 | 0.00090442 | 3.261e-05 | 0 | 3.261e-05 | 5.4351e-07 | 0.00025796 | 0.00025793 | 0.00025793 | #NAME? | 302 | 0 | 3.6211e-06 | 3.6211e-06 | 3.6211e-06 | 302 | #NAME?
303 | 5.05 | 0 | 1.8088e-05 | 8.8445e-18 | 0 | 0.00090442 | 2.9394e-05 | 0 | 2.9394e-05 | 4.899e-07 | 0.00025823 | 0.00025819 | 0.00025819 | #NAME? | 303 | 0 | 3.6211e-06 | 3.6211e-06 | 3.6211e-06 | 303 | #NAME?
304 | 5.0667 | 0 | 1.8088e-05 | 7.9722e-18 | 0 | 0.00090442 | 2.6495e-05 | 0 | 2.6495e-05 | 4.4159e-07 | 0.00025846 | 0.00025843 | 0.00025843 | #NAME? | 304 | 0 | 3.6211e-06 | 3.6211e-06 | 3.6211e-06 | 304 | #NAME?
305 | 5.0833 | 0 | 1.8088e-05 | 7.186e-18 | 0 | 0.00090442 | 2.3882e-05 | 0 | 2.3882e-05 | 3.9804e-07 | 0.00025868 | 0.00025865 | 0.00025865 | #NAME? | 305 | 0 | 3.6211e-06 | 3.6211e-06 | 3.6211e-06 | 305 | #NAME?
306 | 5.1 | 0 | 1.8088e-05 | 6.4773e-18 | 0 | 0.00090442 | 2.1527e-05 | 0 | 2.1527e-05 | 3.5878e-07 | 0.00025887 | 0.00025884 | 0.00025884 | #NAME? | 306 | 0 | 3.6211e-06 | 3.6211e-06 | 3.6211e-06 | 306 | #NAME?
307 | 5.1167 | 0 | 1.8088e-05 | 5.8384e-18 | 0 | 0.00090442 | 1.9404e-05 | 0 | 1.9404e-05 | 3.234e-07 | 0.00025905 | 0.00025901 | 0.00025901 | #NAME? | 307 | 0 | 3.6211e-06 | 3.6211e-06 | 3.6211e-06 | 307 | #NAME?
308 | 5.1333 | 0 | 1.8088e-05 | 5.2626e-18 | 0 | 0.00090442 | 1.749e-05 | 0 | 1.749e-05 | 2.915e-07 | 0.00025921 | 0.00025917 | 0.00025917 | #NAME? | 308 | 0 | 3.6211e-06 | 3.6211e-06 | 3.6211e-06 | 308 | #NAME?
309 | 5.15 | 0 | 1.8088e-05 | 4.7436e-18 | 0 | 0.00090442 | 1.5765e-05 | 0 | 1.5765e-05 | 2.6275e-07 | 0.00025935 | 0.00025931 | 0.00025931 | #NAME? | 309 | 0 | 3.6211e-06 | 3.6211e-06 | 3.6211e-06 | 309 | #NAME?
310 | 5.1667 | 0 | 1.8088e-05 | 4.2758e-18 | 0 | 0.00090442 | 1.421e-05 | 0 | 1.421e-05 | 2.3684e-07 | 0.00025947 | 0.00025944 | 0.00025944 | #NAME? | 310 | 0 | 3.6211e-06 | 3.6211e-06 | 3.6211e-06 | 310 | #NAME?
311 | 5.1833 | 0 | 1.8088e-05 | 3.8541e-18 | 0 | 0.00090442 | 1.2809e-05 | 0 | 1.2809e-05 | 2.1348e-07 | 0.00025959 | 0.00025956 | 0.00025956 | #NAME? | 311 | 0 | 3.6211e-06 | 3.6211e-06 | 3.6211e-06 | 311 | #NAME?
312 | 5.2 | 0 | 1.8088e-05 | 3.474e-18 | 0 | 0.00090442 | 1.1546e-05 | 0 | 1.1546e-05 | 1.9243e-07 | 0.00025969 | 0.00025966 | 0.00025966 | #NAME? | 312 | 0 | 3.6211e-06 | 3.6211e-06 | 3.6211e-06 | 312 | #NAME?
313 | 5.2167 | 0 | 1.8088e-05 | 3.1313e-18 | 0 | 0.00090442 | 1.0407e-05 | 0 | 1.0407e-05 | 1.7345e-07 | 0.00025979 | 0.00025975 | 0.00025975 | #NAME? | 313 | 0 | 3.6211e-06 | 3.6211e-06 | 3.6211e-06 | 313 | #NAME?
314 | 5.2333 | 0 | 1.8088e-05 | 2.8225e-18 | 0 | 0.00090442 | 9.3805e-06 | 0 | 9.3805e-06 | 1.5634e-07 | 0.00025987 | 0.00025984 | 0.00025984 | #NAME? | 314 | 0 | 3.6211e-06 | 3.6211e-06 | 3.6211e-06 | 314 | #NAME?
315 | 5.25 | 0 | 1.8088e-05 | 2.5441e-18 | 0 | 0.00090442 | 8.4553e-06 | 0 | 8.4553e-06 | 1.4092e-07 | 0.00025995 | 0.00025991 | 0.00025991 | #NAME? | 315 | 0 | 3.6211e-06 | 3.6211e-06 | 3.6211e-06 | 315 | #NAME?
316 | 5.2667 | 0 | 1.8088e-05 | 2.2932e-18 | 0 | 0.00090442 | 7.6214e-06 | 0 | 7.6214e-06 | 1.2702e-07 | 0.00026002 | 0.00025998 | 0.00025998 | #NAME? | 316 | 0 | 3.6211e-06 | 3.6211e-06 | 3.6211e-06 | 316 | #NAME?
317 | 5.2833 | 0 | 1.8088e-05 | 2.0671e-18 | 0 | 0.00090442 | 6.8698e-06 | 0 | 6.8698e-06 | 1.145e-07 | 0.00026008 | 0.00026004 | 0.00026004 | #NAME? | 317 | 0 | 3.6211e-06 | 3.6211e-06 | 3.6211e-06 | 317 | #NAME?
318 | 5.3 | 0 | 1.8088e-05 | 1.8632e-18 | 0 | 0.00090442 | 6.1922e-06 | 0 | 6.1922e-06 | 1.032e-07 | 0.00026013 | 0.0002601 | 0.0002601 | #NAME? | 318 | 0 | 3.6211e-06 | 3.6211e-06 | 3.6211e-06 | 318 | #NAME?
319 | 5.3167 | 0 | 1.8088e-05 | 1.6794e-18 | 0 | 0.00090442 | 5.5815e-06 | 0 | 5.5815e-06 | 9.3026e-08 | 0.00026018 | 0.00026015 | 0.00026015 | #NAME? | 319 | 0 | 3.6211e-06 | 3.6211e-06 | 3.6211e-06 | 319 | #NAME?
320 | 5.3333 | 0 | 1.8088e-05 | 1.5138e-18 | 0 | 0.00090442 | 5.0311e-06 | 0 | 5.0311e-06 | 8.3851e-08 | 0.00026023 | 0.0002602 | 0.0002602 | #NAME? | 320 | 0 | 3.6211e-06 | 3.6211e-06 | 3.6211e-06 | 320 | #NAME?
321 | 5.35 | 0 | 1.8088e-05 | 1.3645e-18 | 0 | 0.00090442 | 4.5349e-06 | 0 | 4.5349e-06 | 7.5581e-08 | 0.00026027 | 0.00026024 | 0.00026024 | #NAME? | 321 | 0 | 3.6211e-06 | 3.6211e-06 | 3.6211e-06 | 321 | #NAME?
322 | 5.3667 | 0 | 1.8088e-05 | 1.2299e-18 | 0 | 0.00090442 | 4.0876e-06 | 0 | 4.0876e-06 | 6.8127e-08 | 0.00026031 | 0.00026027 | 0.00026027 | #NAME? | 322 | 0 | 3.6211e-06 | 3.6211e-06 | 3.6211e-06 | 322 | #NAME?
323 | 5.3833 | 0 | 1.8088e-05 | 1.1086e-18 | 0 | 0.00090442 | 3.6845e-06 | 0 | 3.6845e-06 | 6.1408e-08 | 0.00026034 | 0.00026031 | 0.00026031 | #NAME? | 323 | 0 | 3.6211e-06 | 3.6211e-06 | 3.6211e-06 | 323 | #NAME?
324 | 5.4 | 0 | 1.8088e-05 | 9.993e-19 | 0 | 0.00090442 | 3.3211e-06 | 0 | 3.3211e-06 | 5.5352e-08 | 0.00026037 | 0.00026034 | 0.00026034 | #NAME? | 324 | 0 | 3.6211e-06 | 3.6211e-06 | 3.6211e-06 | 324 | #NAME?
325 | 5.4167 | 0 | 1.8088e-05 | 9.0074e-19 | 0 | 0.00090442 | 2.9936e-06 | 0 | 2.9936e-06 | 4.9893e-08 | 0.0002604 | 0.00026036 | 0.00026036 | #NAME? | 325 | 0 | 3.6211e-06 | 3.6211e-06 | 3.6211e-06 | 325 | #NAME?
326 | 5.4333 | 0 | 1.8088e-05 | 8.1191e-19 | 0 | 0.00090442 | 2.6983e-06 | 0 | 2.6983e-06 | 4.4972e-08 | 0.00026042 | 0.00026039 | 0.00026039 | #NAME? | 326 | 0 | 3.6211e-06 | 3.6211e-06 | 3.6211e-06 | 326 | #NAME?
327 | 5.45 | 0 | 1.8088e-05 | 7.3183e-19 | 0 | 0.00090442 | 2.4322e-06 | 0 | 2.4322e-06 | 4.0537e-08 | 0.00026044 | 0.00026041 | 0.00026041 | #NAME? | 327 | 0 | 3.6211e-06 | 3.6211e-06 | 3.6211e-06 | 327 | #NAME?
328 | 5.4667 | 0 | 1.8088e-05 | 6.5966e-19 | 0 | 0.00090442 | 2.1923e-06 | 0 | 2.1923e-06 | 3.6539e-08 | 0.00026046 | 0.00026043 | 0.00026043 | #NAME? | 328 | 0 | 3.6211e-06 | 3.6211e-06 | 3.6211e-06 | 328 | #NAME?
329 | 5.4833 | 0 | 1.8088e-05 | 5.946e-19 | 0 | 0.00090442 | 1.9761e-06 | 0 | 1.9761e-06 | 3.2935e-08 | 0.00026048 | 0.00026045 | 0.00026045 | #NAME? | 329 | 0 | 3.6211e-06 | 3.6211e-06 | 3.6211e-06 | 329 | #NAME?
330 | 5.5 | 0 | 1.8088e-05 | 5.3596e-19 | 0 | 0.00090442 | 1.7812e-06 | 0 | 1.7812e-06 | 2.9687e-08 | 0.0002605 | 0.00026046 | 0.00026046 | #NAME? | 330 | 0 | 3.6211e-06 | 3.6211e-06 | 3.6211e-06 | 330 | #NAME?
331 | 5.5167 | 0 | 1.8088e-05 | 4.831e-19 | 0 | 0.00090442 | 1.6055e-06 | 0 | 1.6055e-06 | 2.6759e-08 | 0.00026051 | 0.00026048 | 0.00026048 | #NAME? | 331 | 0 | 3.6211e-06 | 3.6211e-06 | 3.6211e-06 | 331 | #NAME?
332 | 5.5333 | 0 | 1.8088e-05 | 4.3545e-19 | 0 | 0.00090442 | 1.4472e-06 | 0 | 1.4472e-06 | 2.412e-08 | 0.00026052 | 0.00026049 | 0.00026049 | #NAME? | 332 | 0 | 3.6211e-06 | 3.6211e-06 | 3.6211e-06 | 332 | #NAME?
333 | 5.55 | 0 | 1.8088e-05 | 3.9251e-19 | 0 | 0.00090442 | 1.3045e-06 | 0 | 1.3045e-06 | 2.1741e-08 | 0.00026054 | 0.0002605 | 0.0002605 | #NAME? | 333 | 0 | 3.6211e-06 | 3.6211e-06 | 3.6211e-06 | 333 | #NAME?
334 | 5.5667 | 0 | 1.8088e-05 | 3.538e-19 | 0 | 0.00090442 | 1.1758e-06 | 0 | 1.1758e-06 | 1.9597e-08 | 0.00026055 | 0.00026051 | 0.00026051 | #NAME? | 334 | 0 | 3.6211e-06 | 3.6211e-06 | 3.6211e-06 | 334 | #NAME?
335 | 5.5833 | 0 | 1.8088e-05 | 3.189e-19 | 0 | 0.00090442 | 1.0599e-06 | 0 | 1.0599e-06 | 1.7664e-08 | 0.00026056 | 0.00026052 | 0.00026052 | #NAME? | 335 | 0 | 3.6211e-06 | 3.6211e-06 | 3.6211e-06 | 335 | #NAME?
336 | 5.6 | 0 | 1.8088e-05 | 2.8745e-19 | 0 | 0.00090442 | 9.5533e-07 | 0 | 9.5533e-07 | 1.5922e-08 | 0.00026057 | 0.00026053 | 0.00026053 | #NAME? | 336 | 0 | 3.6211e-06 | 3.6211e-06 | 3.6211e-06 | 336 | #NAME?
337 | 5.6167 | 0 | 1.8088e-05 | 2.591e-19 | 0 | 0.00090442 | 8.6111e-07 | 0 | 8.6111e-07 | 1.4352e-08 | 0.00026057 | 0.00026054 | 0.00026054 | #NAME? | 337 | 0 | 3.6211e-06 | 3.6211e-06 | 3.6211e-06 | 337 | #NAME?
338 | 5.6333 | 0 | 1.8088e-05 | 2.3355e-19 | 0 | 0.00090442 | 7.7618e-07 | 0 | 7.7618e-07 | 1.2936e-08 | 0.00026058 | 0.00026055 | 0.00026055 | #NAME? | 338 | 0 | 3.6211e-06 | 3.6211e-06 | 3.6211e-06 | 338 | #NAME?
339 | 5.65 | 0 | 1.8088e-05 | 2.1051e-19 | 0 | 0.00090442 | 6.9963e-07 | 0 | 6.9963e-07 | 1.1661e-08 | 0.00026059 | 0.00026055 | 0.00026055 | #NAME? | 339 | 0 | 3.6211e-06 | 3.6211e-06 | 3.6211e-06 | 339 | #NAME?
340 | 5.6667 | 0 | 1.8088e-05 | 1.8975e-19 | 0 | 0.00090442 | 6.3063e-07 | 0 | 6.3063e-07 | 1.0511e-08 | 0.00026059 | 0.00026056 | 0.00026056 | #NAME? | 340 | 0 | 3.6211e-06 | 3.6211e-06 | 3.6211e-06 | 340 | #NAME?
341 | 5.6833 | 0 | 1.8088e-05 | 1.7104e-19 | 0 | 0.00090442 | 5.6843e-07 | 0 | 5.6843e-07 | 9.4739e-09 | 0.0002606 | 0.00026056 | 0.00026056 | #NAME? | 341 | 0 | 3.6211e-06 | 3.6211e-06 | 3.6211e-06 | 341 | #NAME?
342 | 5.7 | 0 | 1.8088e-05 | 1.5417e-19 | 0 | 0.00090442 | 5.1237e-07 | 0 | 5.1237e-07 | 8.5396e-09 | 0.0002606 | 0.00026057 | 0.00026057 | #NAME? | 342 | 0 | 3.6211e-06 | 3.6211e-06 | 3.6211e-06 | 342 | #NAME?
343 | 5.7167 | 0 | 1.8088e-05 | 1.3896e-19 | 0 | 0.00090442 | 4.6184e-07 | 0 | 4.6184e-07 | 7.6973e-09 | 0.00026061 | 0.00026057 | 0.00026057 | #NAME? | 343 | 0 | 3.6211e-06 | 3.6211e-06 | 3.6211e-06 | 343 | #NAME?
344 | 5.7333 | 0 | 1.8088e-05 | 1.2526e-19 | 0 | 0.00090442 | 4.1629e-07 | 0 | 4.1629e-07 | 6.9382e-09 | 0.00026061 | 0.00026058 | 0.00026058 | #NAME? | 344 | 0 | 3.6211e-06 | 3.6211e-06 | 3.6211e-06 | 344 | #NAME?
345 | 5.75 | 0 | 1.8088e-05 | 1.1291e-19 | 0 | 0.00090442 | 3.7524e-07 | 0 | 3.7524e-07 | 6.2539e-09 | 0.00026061 | 0.00026058 | 0.00026058 | #NAME? | 345 | 0 | 3.6211e-06 | 3.6211e-06 | 3.6211e-06 | 345 | #NAME?
346 | 5.7667 | 0 | 1.8088e-05 | 1.0177e-19 | 0 | 0.00090442 | 3.3823e-07 | 0 | 3.3823e-07 | 5.6371e-09 | 0.00026062 | 0.00026058 | 0.00026058 | #NAME? | 346 | 0 | 3.6211e-06 | 3.6211e-06 | 3.6211e-06 | 346 | #NAME?
347 | 5.7833 | 0 | 1.8088e-05 | 9.1733e-20 | 0 | 0.00090442 | 3.0487e-07 | 0 | 3.0487e-07 | 5.0812e-09 | 0.00026062 | 0.00026058 | 0.00026058 | #NAME? | 347 | 0 | 3.6211e-06 | 3.6211e-06 | 3.6211e-06 | 347 | #NAME?
348 | 5.8 | 0 | 1.8088e-05 | 8.2686e-20 | 0 | 0.00090442 | 2.748e-07 | 0 | 2.748e-07 | 4.58e-09 | 0.00026062 | 0.00026059 | 0.00026059 | #NAME? | 348 | 0 | 3.6211e-06 | 3.6211e-06 | 3.6211e-06 | 348 | #NAME?
349 | 5.8167 | 0 | 1.8088e-05 | 7.4531e-20 | 0 | 0.00090442 | 2.477e-07 | 0 | 2.477e-07 | 4.1283e-09 | 0.00026062 | 0.00026059 | 0.00026059 | #NAME? | 349 | 0 | 3.6211e-06 | 3.6211e-06 | 3.6211e-06 | 349 | #NAME?
350 | 5.8333 | 0 | 1.8088e-05 | 6.7181e-20 | 0 | 0.00090442 | 2.2327e-07 | 0 | 2.2327e-07 | 3.7212e-09 | 0.00026063 | 0.00026059 | 0.00026059 | #NAME? | 350 | 0 | 3.6211e-06 | 3.6211e-06 | 3.6211e-06 | 350 | #NAME?
351 | 5.85 | 0 | 1.8088e-05 | 6.0555e-20 | 0 | 0.00090442 | 2.0125e-07 | 0 | 2.0125e-07 | 3.3542e-09 | 0.00026063 | 0.00026059 | 0.00026059 | #NAME? | 351 | 0 | 3.6211e-06 | 3.6211e-06 | 3.6211e-06 | 351 | #NAME?
352 | 5.8667 | 0 | 1.8088e-05 | 5.4583e-20 | 0 | 0.00090442 | 1.814e-07 | 0 | 1.814e-07 | 3.0234e-09 | 0.00026063 | 0.00026059 | 0.00026059 | #NAME? | 352 | 0 | 3.6211e-06 | 3.6211e-06 | 3.6211e-06 | 352 | #NAME?
353 | 5.8833 | 0 | 1.8088e-05 | 4.92e-20 | 0 | 0.00090442 | 1.6351e-07 | 0 | 1.6351e-07 | 2.7252e-09 | 0.00026063 | 0.0002606 | 0.0002606 | #NAME? | 353 | 0 | 3.6211e-06 | 3.6211e-06 | 3.6211e-06 | 353 | #NAME?
354 | 5.9 | 0 | 1.8088e-05 | 4.4347e-20 | 0 | 0.00090442 | 1.4739e-07 | 0 | 1.4739e-07 | 2.4564e-09 | 0.00026063 | 0.0002606 | 0.0002606 | #NAME? | 354 | 0 | 3.6211e-06 | 3.6211e-06 | 3.6211e-06 | 354 | #NAME?
355 | 5.9167 | 0 | 1.8088e-05 | 3.9974e-20 | 0 | 0.00090442 | 1.3285e-07 | 0 | 1.3285e-07 | 2.2142e-09 | 0.00026063 | 0.0002606 | 0.0002606 | #NAME? | 355 | 0 | 3.6211e-06 | 3.6211e-06 | 3.6211e-06 | 355 | #NAME?
356 | 5.9333 | 0 | 1.8088e-05 | 3.6031e-20 | 0 | 0.00090442 | 1.1975e-07 | 0 | 1.1975e-07 | 1.9958e-09 | 0.00026063 | 0.0002606 | 0.0002606 | #NAME? | 356 | 0 | 3.6211e-06 | 3.6211e-06 | 3.6211e-06 | 356 | #NAME?
357 | 5.95 | 0 | 1.8088e-05 | 3.2478e-20 | 0 | 0.00090442 | 1.0794e-07 | 0 | 1.0794e-07 | 1.799e-09 | 0.00026063 | 0.0002606 | 0.0002606 | #NAME? | 357 | 0 | 3.6211e-06 | 3.6211e-06 | 3.6211e-06 | 357 | #NAME?
358 | 5.9667 | 0 | 1.8088e-05 | 2.9275e-20 | 0 | 0.00090442 | 9.7292e-08 | 0 | 9.7292e-08 | 1.6215e-09 | 0.00026064 | 0.0002606 | 0.0002606 | #NAME? | 358 | 0 | 3.6211e-06 | 3.6211e-06 | 3.6211e-06 | 358 | #NAME?
359 | 5.9833 | 0 | 1.8088e-05 | 2.6387e-20 | 0 | 0.00090442 | 8.7697e-08 | 0 | 8.7697e-08 | 1.4616e-09 | 0.00026064 | 0.0002606 | 0.0002606 | #NAME? | 359 | 0 | 3.6211e-06 | 3.6211e-06 | 3.6211e-06 | 359 | #NAME?
360 | 6 | 0 | 1.8088e-05 | 2.3785e-20 | 0 | 0.00090442 | 7.9048e-08 | 0 | 7.9048e-08 | 1.3175e-09 | 0.00026064 | 0.0002606 | 0.0002606 | #NAME? | 360 | 0 | 3.6211e-06 | 3.6211e-06 | 3.6211e-06 | 360 | #NAME?
361 | 6.0167 | 0 | 1.8088e-05 | 2.1439e-20 | 0 | 0.00090442 | 7.1252e-08 | 0 | 7.1252e-08 | 1.1875e-09 | 0.00026064 | 0.0002606 | 0.0002606 | #NAME? | 361 | 0 | 3.6211e-06 | 3.6211e-06 | 3.6211e-06 | 361 | #NAME?
362 | 6.0333 | 0 | 1.8088e-05 | 1.9325e-20 | 0 | 0.00090442 | 6.4225e-08 | 0 | 6.4225e-08 | 1.0704e-09 | 0.00026064 | 0.0002606 | 0.0002606 | #NAME? | 362 | 0 | 3.6211e-06 | 3.6211e-06 | 3.6211e-06 | 362 | #NAME?
363 | 6.05 | 0 | 1.8088e-05 | 1.7419e-20 | 0 | 0.00090442 | 5.7891e-08 | 0 | 5.7891e-08 | 9.6484e-10 | 0.00026064 | 0.0002606 | 0.0002606 | #NAME? | 363 | 0 | 3.6211e-06 | 3.6211e-06 | 3.6211e-06 | 363 | #NAME?
364 | 6.0667 | 0 | 1.8088e-05 | 1.5701e-20 | 0 | 0.00090442 | 5.2181e-08 | 0 | 5.2181e-08 | 8.6968e-10 | 0.00026064 | 0.00026061 | 0.00026061 | #NAME? | 364 | 0 | 3.6211e-06 | 3.6211e-06 | 3.6211e-06 | 364 | #NAME?
365 | 6.0833 | 0 | 1.8088e-05 | 1.4152e-20 | 0 | 0.00090442 | 4.7035e-08 | 0 | 4.7035e-08 | 7.8391e-10 | 0.00026064 | 0.00026061 | 0.00026061 | #NAME? | 365 | 0 | 3.6211e-06 | 3.6211e-06 | 3.6211e-06 | 365 | #NAME?
366 | 6.1 | 0 | 1.8088e-05 | 1.2757e-20 | 0 | 0.00090442 | 4.2396e-08 | 0 | 4.2396e-08 | 7.066e-10 | 0.00026064 | 0.00026061 | 0.00026061 | #NAME? | 366 | 0 | 3.6211e-06 | 3.6211e-06 | 3.6211e-06 | 366 | #NAME?
367 | 6.1167 | 0 | 1.8088e-05 | 1.1499e-20 | 0 | 0.00090442 | 3.8215e-08 | 0 | 3.8215e-08 | 6.3691e-10 | 0.00026064 | 0.00026061 | 0.00026061 | #NAME? | 367 | 0 | 3.6211e-06 | 3.6211e-06 | 3.6211e-06 | 367 | #NAME?
368 | 6.1333 | 0 | 1.8088e-05 | 1.0364e-20 | 0 | 0.00090442 | 3.4446e-08 | 0 | 3.4446e-08 | 5.741e-10 | 0.00026064 | 0.00026061 | 0.00026061 | #NAME? | 368 | 0 | 3.6211e-06 | 3.6211e-06 | 3.6211e-06 | 368 | #NAME?
369 | 6.15 | 0 | 1.8088e-05 | 9.3423e-21 | 0 | 0.00090442 | 3.1049e-08 | 0 | 3.1049e-08 | 5.1748e-10 | 0.00026064 | 0.00026061 | 0.00026061 | #NAME? | 369 | 0 | 3.6211e-06 | 3.6211e-06 | 3.6211e-06 | 369 | #NAME?
370 | 6.1667 | 0 | 1.8088e-05 | 8.4209e-21 | 0 | 0.00090442 | 2.7986e-08 | 0 | 2.7986e-08 | 4.6644e-10 | 0.00026064 | 0.00026061 | 0.00026061 | #NAME? | 370 | 0 | 3.6211e-06 | 3.6211e-06 | 3.6211e-06 | 370 | #NAME?
371 | 6.1833 | 0 | 1.8088e-05 | 7.5904e-21 | 0 | 0.00090442 | 2.5226e-08 | 0 | 2.5226e-08 | 4.2044e-10 | 0.00026064 | 0.00026061 | 0.00026061 | #NAME? | 371 | 0 | 3.6211e-06 | 3.6211e-06 | 3.6211e-06 | 371 | #NAME?
372 | 6.2 | 0 | 1.8088e-05 | 6.8418e-21 | 0 | 0.00090442 | 2.2738e-08 | 0 | 2.2738e-08 | 3.7897e-10 | 0.00026064 | 0.00026061 | 0.00026061 | #NAME? | 372 | 0 | 3.6211e-06 | 3.6211e-06 | 3.6211e-06 | 372 | #NAME?
373 | 6.2167 | 0 | 1.8088e-05 | 6.167e-21 | 0 | 0.00090442 | 2.0496e-08 | 0 | 2.0496e-08 | 3.416e-10 | 0.00026064 | 0.00026061 | 0.00026061 | #NAME? | 373 | 0 | 3.6211e-06 | 3.6211e-06 | 3.6211e-06 | 373 | #NAME?
374 | 6.2333 | 0 | 1.8088e-05 | 5.5588e-21 | 0 | 0.00090442 | 1.8474e-08 | 0 | 1.8474e-08 | 3.0791e-10 | 0.00026064 | 0.00026061 | 0.00026061 | #NAME? | 374 | 0 | 3.6211e-06 | 3.6211e-06 | 3.6211e-06 | 374 | #NAME?
375 | 6.25 | 0 | 1.8088e-05 | 5.0106e-21 | 0 | 0.00090442 | 1.6652e-08 | 0 | 1.6652e-08 | 2.7754e-10 | 0.00026064 | 0.00026061 | 0.00026061 | #NAME? | 375 | 0 | 3.6211e-06 | 3.6211e-06 | 3.6211e-06 | 375 | #NAME?
376 | 6.2667 | 0 | 1.8088e-05 | 4.5164e-21 | 0 | 0.00090442 | 1.501e-08 | 0 | 1.501e-08 | 2.5017e-10 | 0.00026064 | 0.00026061 | 0.00026061 | #NAME? | 376 | 0 | 3.6211e-06 | 3.6211e-06 | 3.6211e-06 | 376 | #NAME?
377 | 6.2833 | 0 | 1.8088e-05 | 4.071e-21 | 0 | 0.00090442 | 1.353e-08 | 0 | 1.353e-08 | 2.2549e-10 | 0.00026064 | 0.00026061 | 0.00026061 | #NAME? | 377 | 0 | 3.6211e-06 | 3.6211e-06 | 3.6211e-06 | 377 | #NAME?
378 | 6.3 | 0 | 1.8088e-05 | 3.6695e-21 | 0 | 0.00090442 | 1.2195e-08 | 0 | 1.2195e-08 | 2.0326e-10 | 0.00026064 | 0.00026061 | 0.00026061 | #NAME? | 378 | 0 | 3.6211e-06 | 3.6211e-06 | 3.6211e-06 | 378 | #NAME?
379 | 6.3167 | 0 | 1.8088e-05 | 3.3076e-21 | 0 | 0.00090442 | 1.0993e-08 | 0 | 1.0993e-08 | 1.8321e-10 | 0.00026064 | 0.00026061 | 0.00026061 | #NAME? | 379 | 0 | 3.6211e-06 | 3.6211e-06 | 3.6211e-06 | 379 | #NAME?
380 | 6.3333 | 0 | 1.8088e-05 | 2.9814e-21 | 0 | 0.00090442 | 9.9084e-09 | 0 | 9.9084e-09 | 1.6514e-10 | 0.00026064 | 0.00026061 | 0.00026061 | #NAME? | 380 | 0 | 3.6211e-06 | 3.6211e-06 | 3.6211e-06 | 380 | #NAME?
381 | 6.35 | 0 | 1.8088e-05 | 2.6873e-21 | 0 | 0.00090442 | 8.9312e-09 | 0 | 8.9312e-09 | 1.4885e-10 | 0.00026064 | 0.00026061 | 0.00026061 | #NAME? | 381 | 0 | 3.6211e-06 | 3.6211e-06 | 3.6211e-06 | 381 | #NAME?
382 | 6.3667 | 0 | 1.8088e-05 | 2.4223e-21 | 0 | 0.00090442 | 8.0504e-09 | 0 | 8.0504e-09 | 1.3417e-10 | 0.00026064 | 0.00026061 | 0.00026061 | #NAME? | 382 | 0 | 3.6211e-06 | 3.6211e-06 | 3.6211e-06 | 382 | #NAME?
383 | 6.3833 | 0 | 1.8088e-05 | 2.1834e-21 | 0 | 0.00090442 | 7.2564e-09 | 0 | 7.2564e-09 | 1.2094e-10 | 0.00026064 | 0.00026061 | 0.00026061 | #NAME? | 383 | 0 | 3.6211e-06 | 3.6211e-06 | 3.6211e-06 | 383 | #NAME?
384 | 6.4 | 0 | 1.8088e-05 | 1.9681e-21 | 0 | 0.00090442 | 6.5408e-09 | 0 | 6.5408e-09 | 1.0901e-10 | 0.00026064 | 0.00026061 | 0.00026061 | #NAME? | 384 | 0 | 3.6211e-06 | 3.6211e-06 | 3.6211e-06 | 384 | #NAME?
385 | 6.4167 | 0 | 1.8088e-05 | 1.774e-21 | 0 | 0.00090442 | 5.8957e-09 | 0 | 5.8957e-09 | 9.8261e-11 | 0.00026064 | 0.00026061 | 0.00026061 | #NAME? | 385 | 0 | 3.6211e-06 | 3.6211e-06 | 3.6211e-06 | 385 | #NAME?
386 | 6.4333 | 0 | 1.8088e-05 | 1.599e-21 | 0 | 0.00090442 | 5.3142e-09 | 0 | 5.3142e-09 | 8.857e-11 | 0.00026064 | 0.00026061 | 0.00026061 | #NAME? | 386 | 0 | 3.6211e-06 | 3.6211e-06 | 3.6211e-06 | 386 | #NAME?
387 | 6.45 | 0 | 1.8088e-05 | 1.4413e-21 | 0 | 0.00090442 | 4.7901e-09 | 0 | 4.7901e-09 | 7.9835e-11 | 0.00026064 | 0.00026061 | 0.00026061 | #NAME? | 387 | 0 | 3.6211e-06 | 3.6211e-06 | 3.6211e-06 | 387 | #NAME?
388 | 6.4667 | 0 | 1.8088e-05 | 1.2992e-21 | 0 | 0.00090442 | 4.3177e-09 | 0 | 4.3177e-09 | 7.1961e-11 | 0.00026064 | 0.00026061 | 0.00026061 | #NAME? | 388 | 0 | 3.6211e-06 | 3.6211e-06 | 3.6211e-06 | 388 | #NAME?
389 | 6.4833 | 0 | 1.8088e-05 | 1.171e-21 | 0 | 0.00090442 | 3.8919e-09 | 0 | 3.8919e-09 | 6.4864e-11 | 0.00026064 | 0.00026061 | 0.00026061 | #NAME? | 389 | 0 | 3.6211e-06 | 3.6211e-06 | 3.6211e-06 | 389 | #NAME?
390 | 6.5 | 0 | 1.8088e-05 | 1.0555e-21 | 0 | 0.00090442 | 3.508e-09 | 0 | 3.508e-09 | 5.8467e-11 | 0.00026064 | 0.00026061 | 0.00026061 | #NAME? | 390 | 0 | 3.6211e-06 | 3.6211e-06 | 3.6211e-06 | 390 | #NAME?
391 | 6.5167 | 0 | 1.8088e-05 | 9.5144e-22 | 0 | 0.00090442 | 3.162e-09 | 0 | 3.162e-09 | 5.2701e-11 | 0.00026064 | 0.00026061 | 0.00026061 | #NAME? | 391 | 0 | 3.6211e-06 | 3.6211e-06 | 3.6211e-06 | 391 | #NAME?
392 | 6.5333 | 0 | 1.8088e-05 | 8.576e-22 | 0 | 0.00090442 | 2.8502e-09 | 0 | 2.8502e-09 | 4.7503e-11 | 0.00026064 | 0.00026061 | 0.00026061 | #NAME? | 392 | 0 | 3.6211e-06 | 3.6211e-06 | 3.6211e-06 | 392 | #NAME?
393 | 6.55 | 0 | 1.8088e-05 | 7.7302e-22 | 0 | 0.00090442 | 2.5691e-09 | 0 | 2.5691e-09 | 4.2818e-11 | 0.00026064 | 0.00026061 | 0.00026061 | #NAME? | 393 | 0 | 3.6211e-06 | 3.6211e-06 | 3.6211e-06 | 393 | #NAME?
394 | 6.5667 | 0 | 1.8088e-05 | 6.9678e-22 | 0 | 0.00090442 | 2.3157e-09 | 0 | 2.3157e-09 | 3.8595e-11 | 0.00026064 | 0.00026061 | 0.00026061 | #NAME? | 394 | 0 | 3.6211e-06 | 3.6211e-06 | 3.6211e-06 | 394 | #NAME?
395 | 6.5833 | 0 | 1.8088e-05 | 6.2806e-22 | 0 | 0.00090442 | 2.0873e-09 | 0 | 2.0873e-09 | 3.4789e-11 | 0.00026064 | 0.00026061 | 0.00026061 | #NAME? | 395 | 0 | 3.6211e-06 | 3.6211e-06 | 3.6211e-06 | 395 | #NAME?
396 | 6.6 | 0 | 1.8088e-05 | 5.6612e-22 | 0 | 0.00090442 | 1.8815e-09 | 0 | 1.8815e-09 | 3.1358e-11 | 0.00026064 | 0.00026061 | 0.00026061 | #NAME? | 396 | 0 | 3.6211e-06 | 3.6211e-06 | 3.6211e-06 | 396 | #NAME?
397 | 6.6167 | 0 | 1.8088e-05 | 5.1029e-22 | 0 | 0.00090442 | 1.6959e-09 | 0 | 1.6959e-09 | 2.8265e-11 | 0.00026064 | 0.00026061 | 0.00026061 | #NAME? | 397 | 0 | 3.6211e-06 | 3.6211e-06 | 3.6211e-06 | 397 | #NAME?
398 | 6.6333 | 0 | 1.8088e-05 | 4.5996e-22 | 0 | 0.00090442 | 1.5287e-09 | 0 | 1.5287e-09 | 2.5478e-11 | 0.00026064 | 0.00026061 | 0.00026061 | #NAME? | 398 | 0 | 3.6211e-06 | 3.6211e-06 | 3.6211e-06 | 398 | #NAME?
399 | 6.65 | 0 | 1.8088e-05 | 4.146e-22 | 0 | 0.00090442 | 1.3779e-09 | 0 | 1.3779e-09 | 2.2965e-11 | 0.00026064 | 0.00026061 | 0.00026061 | #NAME? | 399 | 0 | 3.6211e-06 | 3.6211e-06 | 3.6211e-06 | 399 | #NAME?
400 | 6.6667 | 0 | 1.8088e-05 | 3.7371e-22 | 0 | 0.00090442 | 1.242e-09 | 0 | 1.242e-09 | 2.07e-11 | 0.00026064 | 0.00026061 | 0.00026061 | #NAME? | 400 | 0 | 3.6211e-06 | 3.6211e-06 | 3.6211e-06 | 400 | #NAME?
401 | 6.6833 | 0 | 1.8088e-05 | 3.3685e-22 | 0 | 0.00090442 | 1.1195e-09 | 0 | 1.1195e-09 | 1.8658e-11 | 0.00026064 | 0.00026061 | 0.00026061 | #NAME? | 401 | 0 | 3.6211e-06 | 3.6211e-06 | 3.6211e-06 | 401 | #NAME?
402 | 6.7 | 0 | 1.8088e-05 | 3.0363e-22 | 0 | 0.00090442 | 1.0091e-09 | 0 | 1.0091e-09 | 1.6818e-11 | 0.00026064 | 0.00026061 | 0.00026061 | #NAME? | 402 | 0 | 3.6211e-06 | 3.6211e-06 | 3.6211e-06 | 402 | #NAME?
403 | 6.7167 | 0 | 1.8088e-05 | 2.7368e-22 | 0 | 0.00090442 | 9.0957e-10 | 0 | 9.0957e-10 | 1.516e-11 | 0.00026064 | 0.00026061 | 0.00026061 | #NAME? | 403 | 0 | 3.6211e-06 | 3.6211e-06 | 3.6211e-06 | 403 | #NAME?
404 | 6.7333 | 0 | 1.8088e-05 | 2.4669e-22 | 0 | 0.00090442 | 8.1987e-10 | 0 | 8.1987e-10 | 1.3664e-11 | 0.00026064 | 0.00026061 | 0.00026061 | #NAME? | 404 | 0 | 3.6211e-06 | 3.6211e-06 | 3.6211e-06 | 404 | #NAME?
405 | 6.75 | 0 | 1.8088e-05 | 2.2236e-22 | 0 | 0.00090442 | 7.3901e-10 | 0 | 7.3901e-10 | 1.2317e-11 | 0.00026064 | 0.00026061 | 0.00026061 | #NAME? | 405 | 0 | 3.6211e-06 | 3.6211e-06 | 3.6211e-06 | 405 | #NAME?
406 | 6.7667 | 0 | 1.8088e-05 | 2.0043e-22 | 0 | 0.00090442 | 6.6612e-10 | 0 | 6.6612e-10 | 1.1102e-11 | 0.00026064 | 0.00026061 | 0.00026061 | #NAME? | 406 | 0 | 3.6211e-06 | 3.6211e-06 | 3.6211e-06 | 406 | #NAME?
407 | 6.7833 | 0 | 1.8088e-05 | 1.8066e-22 | 0 | 0.00090442 | 6.0043e-10 | 0 | 6.0043e-10 | 1.0007e-11 | 0.00026064 | 0.00026061 | 0.00026061 | #NAME? | 407 | 0 | 3.6211e-06 | 3.6211e-06 | 3.6211e-06 | 407 | #NAME?
408 | 6.8 | 0 | 1.8088e-05 | 1.6285e-22 | 0 | 0.00090442 | 5.4121e-10 | 0 | 5.4121e-10 | 9.0202e-12 | 0.00026064 | 0.00026061 | 0.00026061 | #NAME? | 408 | 0 | 3.6211e-06 | 3.6211e-06 | 3.6211e-06 | 408 | #NAME?
409 | 6.8167 | 0 | 1.8088e-05 | 1.4679e-22 | 0 | 0.00090442 | 4.8783e-10 | 0 | 4.8783e-10 | 8.1306e-12 | 0.00026064 | 0.00026061 | 0.00026061 | #NAME? | 409 | 0 | 3.6211e-06 | 3.6211e-06 | 3.6211e-06 | 409 | #NAME?
410 | 6.8333 | 0 | 1.8088e-05 | 1.3231e-22 | 0 | 0.00090442 | 4.3972e-10 | 0 | 4.3972e-10 | 7.3287e-12 | 0.00026064 | 0.00026061 | 0.00026061 | #NAME? | 410 | 0 | 3.6211e-06 | 3.6211e-06 | 3.6211e-06 | 410 | #NAME?
411 | 6.85 | 0 | 1.8088e-05 | 1.1926e-22 | 0 | 0.00090442 | 3.9635e-10 | 0 | 3.9635e-10 | 6.6059e-12 | 0.00026064 | 0.00026061 | 0.00026061 | #NAME? | 411 | 0 | 3.6211e-06 | 3.6211e-06 | 3.6211e-06 | 411 | #NAME?
412 | 6.8667 | 0 | 1.8088e-05 | 1.075e-22 | 0 | 0.00090442 | 3.5726e-10 | 0 | 3.5726e-10 | 5.9544e-12 | 0.00026064 | 0.00026061 | 0.00026061 | #NAME? | 412 | 0 | 3.6211e-06 | 3.6211e-06 | 3.6211e-06 | 412 | #NAME?
413 | 6.8833 | 0 | 1.8088e-05 | 9.6896e-23 | 0 | 0.00090442 | 3.2203e-10 | 0 | 3.2203e-10 | 5.3672e-12 | 0.00026064 | 0.00026061 | 0.00026061 | #NAME? | 413 | 0 | 3.6211e-06 | 3.6211e-06 | 3.6211e-06 | 413 | #NAME?
414 | 6.9 | 0 | 1.8088e-05 | 8.734e-23 | 0 | 0.00090442 | 2.9027e-10 | 0 | 2.9027e-10 | 4.8378e-12 | 0.00026064 | 0.00026061 | 0.00026061 | #NAME? | 414 | 0 | 3.6211e-06 | 3.6211e-06 | 3.6211e-06 | 414 | #NAME?
415 | 6.9167 | 0 | 1.8088e-05 | 7.8726e-23 | 0 | 0.00090442 | 2.6164e-10 | 0 | 2.6164e-10 | 4.3607e-12 | 0.00026064 | 0.00026061 | 0.00026061 | #NAME? | 415 | 0 | 3.6211e-06 | 3.6211e-06 | 3.6211e-06 | 415 | #NAME?
416 | 6.9333 | 0 | 1.8088e-05 | 7.0962e-23 | 0 | 0.00090442 | 2.3584e-10 | 0 | 2.3584e-10 | 3.9306e-12 | 0.00026064 | 0.00026061 | 0.00026061 | #NAME? | 416 | 0 | 3.6211e-06 | 3.6211e-06 | 3.6211e-06 | 416 | #NAME?
417 | 6.95 | 0 | 1.8088e-05 | 6.3963e-23 | 0 | 0.00090442 | 2.1258e-10 | 0 | 2.1258e-10 | 3.543e-12 | 0.00026064 | 0.00026061 | 0.00026061 | #NAME? | 417 | 0 | 3.6211e-06 | 3.6211e-06 | 3.6211e-06 | 417 | #NAME?
418 | 6.9667 | 0 | 1.8088e-05 | 5.7655e-23 | 0 | 0.00090442 | 1.9161e-10 | 0 | 1.9161e-10 | 3.1935e-12 | 0.00026064 | 0.00026061 | 0.00026061 | #NAME? | 418 | 0 | 3.6211e-06 | 3.6211e-06 | 3.6211e-06 | 418 | #NAME?
419 | 6.9833 | 0 | 1.8088e-05 | 5.1969e-23 | 0 | 0.00090442 | 1.7271e-10 | 0 | 1.7271e-10 | 2.8786e-12 | 0.00026064 | 0.00026061 | 0.00026061 | #NAME? | 419 | 0 | 3.6211e-06 | 3.6211e-06 | 3.6211e-06 | 419 | #NAME?
420 | 7 | 0 | 1.8088e-05 | 4.6843e-23 | 0 | 0.00090442 | 1.5568e-10 | 0 | 1.5568e-10 | 2.5947e-12 | 0.00026064 | 0.00026061 | 0.00026061 | #NAME? | 420 | 0 | 3.6211e-06 | 3.6211e-06 | 3.6211e-06 | 420 | #NAME?
421 | 7.0167 | 0 | 1.8088e-05 | 4.2223e-23 | 0 | 0.00090442 | 1.4033e-10 | 0 | 1.4033e-10 | 2.3388e-12 | 0.00026064 | 0.00026061 | 0.00026061 | #NAME? | 421 | 0 | 3.6211e-06 | 3.6211e-06 | 3.6211e-06 | 421 | #NAME?
422 | 7.0333 | 0 | 1.8088e-05 | 3.8059e-23 | 0 | 0.00090442 | 1.2649e-10 | 0 | 1.2649e-10 | 2.1081e-12 | 0.00026064 | 0.00026061 | 0.00026061 | #NAME? | 422 | 0 | 3.6211e-06 | 3.6211e-06 | 3.6211e-06 | 422 | #NAME?
423 | 7.05 | 0 | 1.8088e-05 | 3.4306e-23 | 0 | 0.00090442 | 1.1401e-10 | 0 | 1.1401e-10 | 1.9002e-12 | 0.00026064 | 0.00026061 | 0.00026061 | #NAME? | 423 | 0 | 3.6211e-06 | 3.6211e-06 | 3.6211e-06 | 423 | #NAME?
424 | 7.0667 | 0 | 1.8088e-05 | 3.0922e-23 | 0 | 0.00090442 | 1.0277e-10 | 0 | 1.0277e-10 | 1.7128e-12 | 0.00026064 | 0.00026061 | 0.00026061 | #NAME? | 424 | 0 | 3.6211e-06 | 3.6211e-06 | 3.6211e-06 | 424 | #NAME?
425 | 7.0833 | 0 | 1.8088e-05 | 2.7872e-23 | 0 | 0.00090442 | 9.2633e-11 | 0 | 9.2633e-11 | 1.5439e-12 | 0.00026064 | 0.00026061 | 0.00026061 | #NAME? | 425 | 0 | 3.6211e-06 | 3.6211e-06 | 3.6211e-06 | 425 | #NAME?
426 | 7.1 | 0 | 1.8088e-05 | 2.5124e-23 | 0 | 0.00090442 | 8.3497e-11 | 0 | 8.3497e-11 | 1.3916e-12 | 0.00026064 | 0.00026061 | 0.00026061 | #NAME? | 426 | 0 | 3.6211e-06 | 3.6211e-06 | 3.6211e-06 | 426 | #NAME?
427 | 7.1167 | 0 | 1.8088e-05 | 2.2646e-23 | 0 | 0.00090442 | 7.5262e-11 | 0 | 7.5262e-11 | 1.2544e-12 | 0.00026064 | 0.00026061 | 0.00026061 | #NAME? | 427 | 0 | 3.6211e-06 | 3.6211e-06 | 3.6211e-06 | 427 | #NAME?
428 | 7.1333 | 0 | 1.8088e-05 | 2.0412e-23 | 0 | 0.00090442 | 6.7839e-11 | 0 | 6.7839e-11 | 1.1307e-12 | 0.00026064 | 0.00026061 | 0.00026061 | #NAME? | 428 | 0 | 3.6211e-06 | 3.6211e-06 | 3.6211e-06 | 428 | #NAME?
429 | 7.15 | 0 | 1.8088e-05 | 1.8399e-23 | 0 | 0.00090442 | 6.1149e-11 | 0 | 6.1149e-11 | 1.0191e-12 | 0.00026064 | 0.00026061 | 0.00026061 | #NAME? | 429 | 0 | 3.6211e-06 | 3.6211e-06 | 3.6211e-06 | 429 | #NAME?
430 | 7.1667 | 0 | 1.8088e-05 | 1.6585e-23 | 0 | 0.00090442 | 5.5118e-11 | 0 | 5.5118e-11 | 9.1863e-13 | 0.00026064 | 0.00026061 | 0.00026061 | #NAME? | 430 | 0 | 3.6211e-06 | 3.6211e-06 | 3.6211e-06 | 430 | #NAME?
431 | 7.1833 | 0 | 1.8088e-05 | 1.4949e-23 | 0 | 0.00090442 | 4.9682e-11 | 0 | 4.9682e-11 | 8.2803e-13 | 0.00026064 | 0.00026061 | 0.00026061 | #NAME? | 431 | 0 | 3.6211e-06 | 3.6211e-06 | 3.6211e-06 | 431 | #NAME?
432 | 7.2 | 0 | 1.8088e-05 | 1.3475e-23 | 0 | 0.00090442 | 4.4782e-11 | 0 | 4.4782e-11 | 7.4637e-13 | 0.00026064 | 0.00026061 | 0.00026061 | #NAME? | 432 | 0 | 3.6211e-06 | 3.6211e-06 | 3.6211e-06 | 432 | #NAME?
433 | 7.2167 | 0 | 1.8088e-05 | 1.2146e-23 | 0 | 0.00090442 | 4.0365e-11 | 0 | 4.0365e-11 | 6.7276e-13 | 0.00026064 | 0.00026061 | 0.00026061 | #NAME? | 433 | 0 | 3.6211e-06 | 3.6211e-06 | 3.6211e-06 | 433 | #NAME?
434 | 7.2333 | 0 | 1.8088e-05 | 1.0948e-23 | 0 | 0.00090442 | 3.6384e-11 | 0 | 3.6384e-11 | 6.0641e-13 | 0.00026064 | 0.00026061 | 0.00026061 | #NAME? | 434 | 0 | 3.6211e-06 | 3.6211e-06 | 3.6211e-06 | 434 | #NAME?
435 | 7.25 | 0 | 1.8088e-05 | 9.8681e-24 | 0 | 0.00090442 | 3.2796e-11 | 0 | 3.2796e-11 | 5.466e-13 | 0.00026064 | 0.00026061 | 0.00026061 | #NAME? | 435 | 0 | 3.6211e-06 | 3.6211e-06 | 3.6211e-06 | 435 | #NAME?
436 | 7.2667 | 0 | 1.8088e-05 | 8.8949e-24 | 0 | 0.00090442 | 2.9562e-11 | 0 | 2.9562e-11 | 4.9269e-13 | 0.00026064 | 0.00026061 | 0.00026061 | #NAME? | 436 | 0 | 3.6211e-06 | 3.6211e-06 | 3.6211e-06 | 436 | #NAME?
437 | 7.2833 | 0 | 1.8088e-05 | 8.0176e-24 | 0 | 0.00090442 | 2.6646e-11 | 0 | 2.6646e-11 | 4.441e-13 | 0.00026064 | 0.00026061 | 0.00026061 | #NAME? | 437 | 0 | 3.6211e-06 | 3.6211e-06 | 3.6211e-06 | 437 | #NAME?
438 | 7.3 | 0 | 1.8088e-05 | 7.2269e-24 | 0 | 0.00090442 | 2.4018e-11 | 0 | 2.4018e-11 | 4.003e-13 | 0.00026064 | 0.00026061 | 0.00026061 | #NAME? | 438 | 0 | 3.6211e-06 | 3.6211e-06 | 3.6211e-06 | 438 | #NAME?
439 | 7.3167 | 0 | 1.8088e-05 | 6.5141e-24 | 0 | 0.00090442 | 2.1649e-11 | 0 | 2.1649e-11 | 3.6082e-13 | 0.00026064 | 0.00026061 | 0.00026061 | #NAME? | 439 | 0 | 3.6211e-06 | 3.6211e-06 | 3.6211e-06 | 439 | #NAME?
440 | 7.3333 | 0 | 1.8088e-05 | 5.8717e-24 | 0 | 0.00090442 | 1.9514e-11 | 0 | 1.9514e-11 | 3.2524e-13 | 0.00026064 | 0.00026061 | 0.00026061 | #NAME? | 440 | 0 | 3.6211e-06 | 3.6211e-06 | 3.6211e-06 | 440 | #NAME?
441 | 7.35 | 0 | 1.8088e-05 | 5.2926e-24 | 0 | 0.00090442 | 1.759e-11 | 0 | 1.759e-11 | 2.9316e-13 | 0.00026064 | 0.00026061 | 0.00026061 | #NAME? | 441 | 0 | 3.6211e-06 | 3.6211e-06 | 3.6211e-06 | 441 | #NAME?
442 | 7.3667 | 0 | 1.8088e-05 | 4.7706e-24 | 0 | 0.00090442 | 1.5855e-11 | 0 | 1.5855e-11 | 2.6425e-13 | 0.00026064 | 0.00026061 | 0.00026061 | #NAME? | 442 | 0 | 3.6211e-06 | 3.6211e-06 | 3.6211e-06 | 442 | #NAME?
443 | 7.3833 | 0 | 1.8088e-05 | 4.3001e-24 | 0 | 0.00090442 | 1.4291e-11 | 0 | 1.4291e-11 | 2.3819e-13 | 0.00026064 | 0.00026061 | 0.00026061 | #NAME? | 443 | 0 | 3.6211e-06 | 3.6211e-06 | 3.6211e-06 | 443 | #NAME?
444 | 7.4 | 0 | 1.8088e-05 | 3.876e-24 | 0 | 0.00090442 | 1.2882e-11 | 0 | 1.2882e-11 | 2.147e-13 | 0.00026064 | 0.00026061 | 0.00026061 | #NAME? | 444 | 0 | 3.6211e-06 | 3.6211e-06 | 3.6211e-06 | 444 | #NAME?
445 | 7.4167 | 0 | 1.8088e-05 | 3.4937e-24 | 0 | 0.00090442 | 1.1611e-11 | 0 | 1.1611e-11 | 1.9352e-13 | 0.00026064 | 0.00026061 | 0.00026061 | #NAME? | 445 | 0 | 3.6211e-06 | 3.6211e-06 | 3.6211e-06 | 445 | #NAME?
446 | 7.4333 | 0 | 1.8088e-05 | 3.1492e-24 | 0 | 0.00090442 | 1.0466e-11 | 0 | 1.0466e-11 | 1.7444e-13 | 0.00026064 | 0.00026061 | 0.00026061 | #NAME? | 446 | 0 | 3.6211e-06 | 3.6211e-06 | 3.6211e-06 | 446 | #NAME?
447 | 7.45 | 0 | 1.8088e-05 | 2.8386e-24 | 0 | 0.00090442 | 9.4339e-12 | 0 | 9.4339e-12 | 1.5723e-13 | 0.00026064 | 0.00026061 | 0.00026061 | #NAME? | 447 | 0 | 3.6211e-06 | 3.6211e-06 | 3.6211e-06 | 447 | #NAME?
448 | 7.4667 | 0 | 1.8088e-05 | 2.5586e-24 | 0 | 0.00090442 | 8.5035e-12 | 0 | 8.5035e-12 | 1.4172e-13 | 0.00026064 | 0.00026061 | 0.00026061 | #NAME? | 448 | 0 | 3.6211e-06 | 3.6211e-06 | 3.6211e-06 | 448 | #NAME?
449 | 7.4833 | 0 | 1.8088e-05 | 2.3063e-24 | 0 | 0.00090442 | 7.6648e-12 | 0 | 7.6648e-12 | 1.2775e-13 | 0.00026064 | 0.00026061 | 0.00026061 | #NAME? | 449 | 0 | 3.6211e-06 | 3.6211e-06 | 3.6211e-06 | 449 | #NAME?
450 | 7.5 | 0 | 1.8088e-05 | 2.0788e-24 | 0 | 0.00090442 | 6.9089e-12 | 0 | 6.9089e-12 | 1.1515e-13 | 0.00026064 | 0.00026061 | 0.00026061 | #NAME? | 450 | 0 | 3.6211e-06 | 3.6211e-06 | 3.6211e-06 | 450 | #NAME?
451 | 7.5167 | 0 | 1.8088e-05 | 1.8738e-24 | 0 | 0.00090442 | 6.2275e-12 | 0 | 6.2275e-12 | 1.0379e-13 | 0.00026064 | 0.00026061 | 0.00026061 | #NAME? | 451 | 0 | 3.6211e-06 | 3.6211e-06 | 3.6211e-06 | 451 | #NAME?
452 | 7.5333 | 0 | 1.8088e-05 | 1.689e-24 | 0 | 0.00090442 | 5.6133e-12 | 0 | 5.6133e-12 | 9.3555e-14 | 0.00026064 | 0.00026061 | 0.00026061 | #NAME? | 452 | 0 | 3.6211e-06 | 3.6211e-06 | 3.6211e-06 | 452 | #NAME?
453 | 7.55 | 0 | 1.8088e-05 | 1.5224e-24 | 0 | 0.00090442 | 5.0597e-12 | 0 | 5.0597e-12 | 8.4328e-14 | 0.00026064 | 0.00026061 | 0.00026061 | #NAME? | 453 | 0 | 3.6211e-06 | 3.6211e-06 | 3.6211e-06 | 453 | #NAME?
454 | 7.5667 | 0 | 1.8088e-05 | 1.3723e-24 | 0 | 0.00090442 | 4.5607e-12 | 0 | 4.5607e-12 | 7.6012e-14 | 0.00026064 | 0.00026061 | 0.00026061 | #NAME? | 454 | 0 | 3.6211e-06 | 3.6211e-06 | 3.6211e-06 | 454 | #NAME?
455 | 7.5833 | 0 | 1.8088e-05 | 1.2369e-24 | 0 | 0.00090442 | 4.1109e-12 | 0 | 4.1109e-12 | 6.8515e-14 | 0.00026064 | 0.00026061 | 0.00026061 | #NAME? | 455 | 0 | 3.6211e-06 | 3.6211e-06 | 3.6211e-06 | 455 | #NAME?
456 | 7.6 | 0 | 1.8088e-05 | 1.1149e-24 | 0 | 0.00090442 | 3.7055e-12 | 0 | 3.7055e-12 | 6.1758e-14 | 0.00026064 | 0.00026061 | 0.00026061 | #NAME? | 456 | 0 | 3.6211e-06 | 3.6211e-06 | 3.6211e-06 | 456 | #NAME?
457 | 7.6167 | 0 | 1.8088e-05 | 1.005e-24 | 0 | 0.00090442 | 3.34e-12 | 0 | 3.34e-12 | 5.5667e-14 | 0.00026064 | 0.00026061 | 0.00026061 | #NAME? | 457 | 0 | 3.6211e-06 | 3.6211e-06 | 3.6211e-06 | 457 | #NAME?
458 | 7.6333 | 0 | 1.8088e-05 | 9.0587e-25 | 0 | 0.00090442 | 3.0106e-12 | 0 | 3.0106e-12 | 5.0177e-14 | 0.00026064 | 0.00026061 | 0.00026061 | #NAME? | 458 | 0 | 3.6211e-06 | 3.6211e-06 | 3.6211e-06 | 458 | #NAME?
459 | 7.65 | 0 | 1.8088e-05 | 8.1653e-25 | 0 | 0.00090442 | 2.7137e-12 | 0 | 2.7137e-12 | 4.5228e-14 | 0.00026064 | 0.00026061 | 0.00026061 | #NAME? | 459 | 0 | 3.6211e-06 | 3.6211e-06 | 3.6211e-06 | 459 | #NAME?
460 | 7.6667 | 0 | 1.8088e-05 | 7.36e-25 | 0 | 0.00090442 | 2.4461e-12 | 0 | 2.4461e-12 | 4.0768e-14 | 0.00026064 | 0.00026061 | 0.00026061 | #NAME? | 460 | 0 | 3.6211e-06 | 3.6211e-06 | 3.6211e-06 | 460 | #NAME?
461 | 7.6833 | 0 | 1.8088e-05 | 6.6341e-25 | 0 | 0.00090442 | 2.2048e-12 | 0 | 2.2048e-12 | 3.6747e-14 | 0.00026064 | 0.00026061 | 0.00026061 | #NAME? | 461 | 0 | 3.6211e-06 | 3.6211e-06 | 3.6211e-06 | 461 | #NAME?
462 | 7.7 | 0 | 1.8088e-05 | 5.9798e-25 | 0 | 0.00090442 | 1.9874e-12 | 0 | 1.9874e-12 | 3.3123e-14 | 0.00026064 | 0.00026061 | 0.00026061 | #NAME? | 462 | 0 | 3.6211e-06 | 3.6211e-06 | 3.6211e-06 | 462 | #NAME?
463 | 7.7167 | 0 | 1.8088e-05 | 5.3901e-25 | 0 | 0.00090442 | 1.7914e-12 | 0 | 1.7914e-12 | 2.9856e-14 | 0.00026064 | 0.00026061 | 0.00026061 | #NAME? | 463 | 0 | 3.6211e-06 | 3.6211e-06 | 3.6211e-06 | 463 | #NAME?
464 | 7.7333 | 0 | 1.8088e-05 | 4.8585e-25 | 0 | 0.00090442 | 1.6147e-12 | 0 | 1.6147e-12 | 2.6911e-14 | 0.00026064 | 0.00026061 | 0.00026061 | #NAME? | 464 | 0 | 3.6211e-06 | 3.6211e-06 | 3.6211e-06 | 464 | #NAME?
465 | 7.75 | 0 | 1.8088e-05 | 4.3793e-25 | 0 | 0.00090442 | 1.4554e-12 | 0 | 1.4554e-12 | 2.4257e-14 | 0.00026064 | 0.00026061 | 0.00026061 | #NAME? | 465 | 0 | 3.6211e-06 | 3.6211e-06 | 3.6211e-06 | 465 | #NAME?
466 | 7.7667 | 0 | 1.8088e-05 | 3.9474e-25 | 0 | 0.00090442 | 1.3119e-12 | 0 | 1.3119e-12 | 2.1865e-14 | 0.00026064 | 0.00026061 | 0.00026061 | #NAME? | 466 | 0 | 3.6211e-06 | 3.6211e-06 | 3.6211e-06 | 466 | #NAME?
467 | 7.7833 | 0 | 1.8088e-05 | 3.5581e-25 | 0 | 0.00090442 | 1.1825e-12 | 0 | 1.1825e-12 | 1.9709e-14 | 0.00026064 | 0.00026061 | 0.00026061 | #NAME? | 467 | 0 | 3.6211e-06 | 3.6211e-06 | 3.6211e-06 | 467 | #NAME?
468 | 7.8 | 0 | 1.8088e-05 | 3.2072e-25 | 0 | 0.00090442 | 1.0659e-12 | 0 | 1.0659e-12 | 1.7765e-14 | 0.00026064 | 0.00026061 | 0.00026061 | #NAME? | 468 | 0 | 3.6211e-06 | 3.6211e-06 | 3.6211e-06 | 468 | #NAME?
469 | 7.8167 | 0 | 1.8088e-05 | 2.8909e-25 | 0 | 0.00090442 | 9.6077e-13 | 0 | 9.6077e-13 | 1.6013e-14 | 0.00026064 | 0.00026061 | 0.00026061 | #NAME? | 469 | 0 | 3.6211e-06 | 3.6211e-06 | 3.6211e-06 | 469 | #NAME?
470 | 7.8333 | 0 | 1.8088e-05 | 2.6058e-25 | 0 | 0.00090442 | 8.6601e-13 | 0 | 8.6601e-13 | 1.4434e-14 | 0.00026064 | 0.00026061 | 0.00026061 | #NAME? | 470 | 0 | 3.6211e-06 | 3.6211e-06 | 3.6211e-06 | 470 | #NAME?
471 | 7.85 | 0 | 1.8088e-05 | 2.3488e-25 | 0 | 0.00090442 | 7.806e-13 | 0 | 7.806e-13 | 1.301e-14 | 0.00026064 | 0.00026061 | 0.00026061 | #NAME? | 471 | 0 | 3.6211e-06 | 3.6211e-06 | 3.6211e-06 | 471 | #NAME?
472 | 7.8667 | 0 | 1.8088e-05 | 2.1171e-25 | 0 | 0.00090442 | 7.0361e-13 | 0 | 7.0361e-13 | 1.1727e-14 | 0.00026064 | 0.00026061 | 0.00026061 | #NAME? | 472 | 0 | 3.6211e-06 | 3.6211e-06 | 3.6211e-06 | 472 | #NAME?
473 | 7.8833 | 0 | 1.8088e-05 | 1.9083e-25 | 0 | 0.00090442 | 6.3422e-13 | 0 | 6.3422e-13 | 1.057e-14 | 0.00026064 | 0.00026061 | 0.00026061 | #NAME? | 473 | 0 | 3.6211e-06 | 3.6211e-06 | 3.6211e-06 | 473 | #NAME?
474 | 7.9 | 0 | 1.8088e-05 | 1.7201e-25 | 0 | 0.00090442 | 5.7167e-13 | 0 | 5.7167e-13 | 9.5279e-15 | 0.00026064 | 0.00026061 | 0.00026061 | #NAME? | 474 | 0 | 3.6211e-06 | 3.6211e-06 | 3.6211e-06 | 474 | #NAME?
475 | 7.9167 | 0 | 1.8088e-05 | 1.5505e-25 | 0 | 0.00090442 | 5.1529e-13 | 0 | 5.1529e-13 | 8.5882e-15 | 0.00026064 | 0.00026061 | 0.00026061 | #NAME? | 475 | 0 | 3.6211e-06 | 3.6211e-06 | 3.6211e-06 | 475 | #NAME?
476 | 7.9333 | 0 | 1.8088e-05 | 1.3976e-25 | 0 | 0.00090442 | 4.6447e-13 | 0 | 4.6447e-13 | 7.7412e-15 | 0.00026064 | 0.00026061 | 0.00026061 | #NAME? | 476 | 0 | 3.6211e-06 | 3.6211e-06 | 3.6211e-06 | 476 | #NAME?
477 | 7.95 | 0 | 1.8088e-05 | 1.2597e-25 | 0 | 0.00090442 | 4.1866e-13 | 0 | 4.1866e-13 | 6.9777e-15 | 0.00026064 | 0.00026061 | 0.00026061 | #NAME? | 477 | 0 | 3.6211e-06 | 3.6211e-06 | 3.6211e-06 | 477 | #NAME?
478 | 7.9667 | 0 | 1.8088e-05 | 1.1355e-25 | 0 | 0.00090442 | 3.7737e-13 | 0 | 3.7737e-13 | 6.2895e-15 | 0.00026064 | 0.00026061 | 0.00026061 | #NAME? | 478 | 0 | 3.6211e-06 | 3.6211e-06 | 3.6211e-06 | 478 | #NAME?
479 | 7.9833 | 0 | 1.8088e-05 | 1.0235e-25 | 0 | 0.00090442 | 3.4015e-13 | 0 | 3.4015e-13 | 5.6692e-15 | 0.00026064 | 0.00026061 | 0.00026061 | #NAME? | 479 | 0 | 3.6211e-06 | 3.6211e-06 | 3.6211e-06 | 479 | #NAME?
480 | 8 | 0 | 1.8088e-05 | 9.2256e-26 | 0 | 0.00090442 | 3.0661e-13 | 0 | 3.0661e-13 | 5.1101e-15 | 0.00026064 | 0.00026061 | 0.00026061 | #NAME? | 480 | 0 | 3.6211e-06 | 3.6211e-06 | 3.6211e-06 | 480 | #NAME?